## 01 README
BUILDING RATE ANALYSIS MASTER DATABASE – FINAL (Pakistan, city-selectable)
Doc: RA_Master_Pakistan_FINAL_Rev07_2026-09-27
Purpose | Transparent, formula-driven rate library for BOQ, tender checking, VO pricing and cost planning. Every rate is built A-material + wastage + labour + plant + transport → direct cost → OH → profit → optional tax.
Scope – this issue | FINAL MERGED Rev06 (rates filled from GRN register, Punjab MRS 2026, dashboard research): every trade + depth variants + 11-city selector + 16 RFQ sheet (fill quotes once, whole library updates). Rev03 added Phases 4–9: prelims, earthwork, doors, windows, joinery, façade, external works, plumbing, fire fighting, electrical, ELV, life safety, HVAC, lifts, misc. Vendor/system items carry full component structure with red inputs for quotes. Phase 3 (Rev02) added: porcelain/ceramic floor & wall tiling, marble flooring, gypsum ceilings (full component build-up), emulsion & weather-shield paint systems. Phase 2 (Rev01) added: formwork (slab, beam, column, wall), block masonry 8"/6"/4", brick 4.5", screeds 1.5"/2"/3", waterproofing (torch-on membrane, cementitious, DPC). Phase 1: 15 lab mix-design concretes transcribed from the user's 8 lab sheets (1000–6000 PSI), 3 nominal concretes, rebar, 9" brick masonry, 2 plaster items. Trade list (12) carries the full coding for all trades; items are queued, not invented.
Rate basis | City selector in 10 ASSUMPTIONS (default Lahore). Lahore: Sep-2026 market indications from dated web sources (09). Conflicting sources shown as Low/High in 05; working value flagged yellow.
Units | cft, Sft, kg, Nos, bag, litre, day, PKR. Lab batch weights converted via Batch_cft = 35.315.
Colour key | Blue = input · Green = formula · Yellow = assumption / dated market indication · Red = NO dated source – blank until filled · Grey = totals.
How to update | 1) Enter new rates in 05/06/07 col 'Base Rate' with date & source ID. 2) Change globals in 10. 3) Check 14 QC = OK. Never type into green cells.
Reprice a mix | Change 'Priced as' material code or batch kg in 15; analysis in 04 follows automatically.
Add an item | Copy an analysis block in 04, change code/resources, add a row in 03 pointing to the new block's summary cells.
Critical inputs still blank | Admixture, water, binding wire, Zinda Pir sand, nails, release oil, membrane, primer, bitumen, LPG, cementitious slurry, all plant/prop hire; timber rate OLD (Feb-2025) – all rate statuses show INCOMPLETE until entered.
Not included | Formwork, pumping floor premium, cradle/scaffold for elevations, taxes (toggle), escalation.
Rev07 (2026-09-27) | Reconciled with the SAJ QSCOST dashboard Rate Analysis library: one dated rate per shared resource (cement 1,575, Lawrencepur 240, Sargodha 185, Margalla 180, A-brick 17.5, blocks 140/165, sub-base 100, plaster mason 2,150, tile fixer 2,500, painter 2,100); crew outputs checked against Punjab MRS 2026 labour shares, MAK installation rates and SRC-06 piece rates (13, columns H–S); 35 new analyses; 17 Missing Items Register; 18 Dashboard Reconciliation; 19 Revision Log.
Dashboard link | Every item in 03 is in the dashboard Item Library under the same code, with the same resources and adjusted quantities (Rate Analysis → Item Library, category filter). Shared resources use the dashboard Rate Database line named in 18.

## 02 DASHBOARD
02 · DASHBOARD
Rate basis: Lahore · Rev07 reconciled with dashboard · Last updated 2026-09-27
Metric | Value
Total rate analyses | 160
Complete (no blank inputs) | 126
Incomplete (red inputs pending) | 34
Unit = cft | 39
Unit = Sft | 60
Unit = kg | 1
Selected city | Lahore
Items fully priced for selected city | 126
Red inputs listed in RFQ | 79
RFQ lines quoted | 0
Sources registered | 46
Rates by trade | Count
Concrete (CIV-CON) | 24
Reinforcement (CIV-RFT) | 2
Formwork (CIV-FWK) | 6
Masonry (CIV-MAS) | 11
Plaster (FIN-PLS) | 5
Screed (FIN-SCR) | 4
Skirting (FIN-SKT) | 1
Waterproofing (FIN-WPF) | 3
Flooring (FIN-FLR) | 9
Wall finishes (FIN-WAL) | 4
Ceilings (FIN-CLG) | 5
Painting (FIN-PNT) | 2
Prelims (PRE) | 7
Earthwork (CIV-EW) | 7
Doors (FIN-DOR) | 3
Windows (FIN-WIN) | 2
Joinery (FIN-JNR) | 1
Façade (FAC) | 7
External (EXT) | 7
Plumbing (PLB) | 17
Fire fighting (FF) | 6
Electrical (ELE) | 14
ELV | 2
Life safety (LS) | 2
HVAC | 4
Lifts (LFT) | 2
Misc (MISC) | 3
Concrete grade comparison (PKR per cft, final) | Rate | Status
CIV-CON-001 5000 PSI | 1173 | INCOMPLETE – 1 blank/old input(s)
CIV-CON-002 1000 PSI | 795 | Market-derived + assumptions
CIV-CON-003 6000 PSI | 1141 | INCOMPLETE – 1 blank/old input(s)
CIV-CON-004 1:3:6 | 732 | Market-derived + assumptions
CIV-CON-005 4500 PSI | 1073 | INCOMPLETE – 1 blank/old input(s)
CIV-CON-006 4000 PSI | 1049 | INCOMPLETE – 1 blank/old input(s)
CIV-CON-007 1500 PSI | 787 | Market-derived + assumptions
CIV-CON-008 4000 PSI | 967 | INCOMPLETE – 1 blank/old input(s)
CIV-CON-009 4500 PSI | 1014 | INCOMPLETE – 1 blank/old input(s)
CIV-CON-010 6000 PSI | 1132 | INCOMPLETE – 1 blank/old input(s)
CIV-CON-011 3000 PSI | 921 | INCOMPLETE – 1 blank/old input(s)
CIV-CON-012 4000 PSI | 1027 | INCOMPLETE – 1 blank/old input(s)
CIV-CON-013 4500 PSI | 1071 | INCOMPLETE – 1 blank/old input(s)
CIV-CON-014 5000 PSI | 1119 | INCOMPLETE – 1 blank/old input(s)
CIV-CON-015 5500 PSI | 1134 | INCOMPLETE – 1 blank/old input(s)
CIV-CON-016 Nominal 1:4:8 | 663 | Market-derived + assumptions
CIV-CON-017 Nominal 1:2:4 | 792 | Market-derived + assumptions
CIV-CON-018 Nominal 1:1.5:3 | 873 | Market-derived + assumptions
CIV-CON-019 Nominal 1:3:6 | 684 | Market-derived + assumptions
CIV-CON-020 RMC 4000 PSI (GRN) | 551 | Market-derived + assumptions
CIV-CON-021 RMC 4500 PSI (GRN) | 544 | Market-derived + assumptions
CIV-CON-022 RMC 6500 PSI (GRN) | 660 | Market-derived + assumptions
CIV-CON-023 RMC Lean (GRN) | 471 | Market-derived + assumptions

## 03 MASTER RATE LIBRARY
03 · MASTER RATE LIBRARY – selected city (links live to 04)
Filter with header arrows. Rate Status turns INCOMPLETE while any red input in the analysis is blank.
Item Code | Trade | Sub Trade | Category | Item Description | Full Specification | Unit | Location | Rate Date | Material Cost | Labour Cost | Equipment Cost | Transport Cost | Wastage Cost | Direct Cost | Overheads | Profit | Tax | Final Rate PKR | Rate per 100 units | Rate Status | Confidence | Blank Inputs | Source | Source Date | Source URL | Notes | Dup Code?
CIV-CON-001 | Civil | Concrete | 5000 PSI | Providing and laying 5000 PSI concrete (Lab ACI 211.1 – 5000 PSI (W/C 0.34); mix per Image 1 – ACI 211.1 lab sheet) in structural members, including batching, placing, compacting and curing, complete in all respects; excluding reinforcement and formwork measured separately. | Mix LAB-5000; cement 550 kg per lab batch; source Image 1 – ACI 211.1 lab sheet, dated 2026-04-05 | cft | Lahore | 2026-09-27 | 761.3106 | 145.04 | 65.59 | 0 | 21.9578 | 993.8985 | 79.5119 | 99.3898 | 0 | 1173 | 117300 | INCOMPLETE – 1 blank/old input(s) | Low | 1 | See 09 SOURCE REGISTER (SRC-01…08) | 2026-04-25 to 2026-09-19 | see 09 | Admixture 7.69 kg = 1.2 L/100kg × 550 × SG 1.165 ✓. Required strength cell (20% extra) blank on sheet.
CIV-CON-002 | Civil | PCC / Lean concrete | 1000 PSI | Providing and laying 1000 PSI concrete (Lab – 1000 PSI (lean); mix per Image 2 – lab mix sheet) in sub-structure/PCC, including batching, placing, compacting and curing, complete in all respects; excluding reinforcement and formwork measured separately. | Mix LAB-1000; cement 200 kg per lab batch; source Image 2 – lab mix sheet, dated Not visible | cft | Lahore | 2026-09-27 | 439.1663 | 142.85 | 74.9075 | 0 | 16.4025 | 673.3263 | 53.8661 | 67.3326 | 0 | 795 | 79500 | Market-derived + assumptions | Low | 0 | See 09 SOURCE REGISTER (SRC-01…08) | 2026-04-25 to 2026-09-19 | see 09 | W/C 1.05 – very high; no admixture. Coarse source options Margalla/Sargodha/Sakhi Sarwar – Margalla (first listed) priced.
CIV-CON-003 | Civil | Concrete | 6000 PSI | Providing and laying 6000 PSI concrete (Lab – 6000 PSI (DHA Multan sheet); mix per Image 3 – lab mix sheet) in structural members, including batching, placing, compacting and curing, complete in all respects; excluding reinforcement and formwork measured separately. | Mix LAB-6000; cement 550 kg per lab batch; source Image 3 – lab mix sheet, dated Not visible | cft | Lahore | 2026-09-27 | 735.2045 | 145.04 | 65.59 | 0 | 21.051 | 966.8855 | 77.3508 | 96.6885 | 0 | 1141 | 114100 | INCOMPLETE – 1 blank/old input(s) | Low | 1 | See 09 SOURCE REGISTER (SRC-01…08) | 2026-04-25 to 2026-09-19 | see 09 | Admixture entered in 'Admixture-2' row, Sika 512 row blank – product not identified. Slump 175 initial / 85 at 90 min.
CIV-CON-004 | Civil | PCC / Lean concrete | 1:3:6 | Providing and laying 1:3:6 concrete (Lab – 1:3:6 ratio (PCC); mix per Image 5 – lab mix sheet) in sub-structure/PCC, including batching, placing, compacting and curing, complete in all respects; excluding reinforcement and formwork measured separately. | Mix LAB-136; cement 250 kg per lab batch; source Image 5 – lab mix sheet, dated Not visible | cft | Lahore | 2026-09-27 | 390.1742 | 142.85 | 74.9075 | 0 | 12.612 | 620.5437 | 49.6435 | 62.0544 | 0 | 732 | 73200 | Market-derived + assumptions | Low | 0 | See 09 SOURCE REGISTER (SRC-01…08) | 2026-04-25 to 2026-09-19 | see 09 | Labelled by ratio, not strength. Zinda Pir sand has no dated rate – item incomplete until entered.
CIV-CON-005 | Civil | Concrete | 4500 PSI | Providing and laying 4500 PSI concrete (Lab – 4500 PSI; mix per Image 6 – lab mix sheet) in structural members, including batching, placing, compacting and curing, complete in all respects; excluding reinforcement and formwork measured separately. | Mix LAB-4500; cement 475 kg per lab batch; source Image 6 – lab mix sheet, dated Not visible | cft | Lahore | 2026-09-27 | 678.2504 | 145.04 | 65.59 | 0 | 20.2613 | 909.1417 | 72.7313 | 90.9142 | 0 | 1073 | 107300 | INCOMPLETE – 1 blank/old input(s) | Low | 1 | See 09 SOURCE REGISTER (SRC-01…08) | 2026-04-25 to 2026-09-19 | see 09 | Slump 190 initial / 90 at 90 min.
CIV-CON-006 | Civil | Concrete | 4000 PSI | Providing and laying 4000 PSI concrete (Lab – 4000 PSI; mix per Image 8 – lab mix sheet) in structural members, including batching, placing, compacting and curing, complete in all respects; excluding reinforcement and formwork measured separately. | Mix LAB-4000; cement 450 kg per lab batch; source Image 8 – lab mix sheet, dated Not visible | cft | Lahore | 2026-09-27 | 658.0454 | 145.04 | 65.59 | 0 | 19.9848 | 888.6602 | 71.0928 | 88.866 | 0 | 1049 | 104900 | INCOMPLETE – 1 blank/old input(s) | Low | 1 | See 09 SOURCE REGISTER (SRC-01…08) | 2026-04-25 to 2026-09-19 | see 09 | Slump 185 initial / 100 at 90 min.
CIV-CON-007 | Civil | PCC / Lean concrete | 1500 PSI | Providing and laying 1500 PSI concrete (ACI-211 batch sheet – 1500 PSI; mix per Image 4 – ACI-211 summary (QA/QC)) in sub-structure/PCC, including batching, placing, compacting and curing, complete in all respects; excluding reinforcement and formwork measured separately. | Mix ACI-1500; cement 180 kg per lab batch; source Image 4 – ACI-211 summary (QA/QC), dated Not dated | cft | Lahore | 2026-09-27 | 432.6926 | 142.85 | 74.9075 | 0 | 16.6432 | 667.0932 | 53.3675 | 66.7093 | 0 | 787 | 78700 | Market-derived + assumptions | Low | 0 | See 09 SOURCE REGISTER (SRC-01…08) | 2026-04-25 to 2026-09-19 | see 09 | Crush given as combined 1220 kg. Sheet unsigned/undated.
CIV-CON-008 | Civil | Concrete | 4000 PSI | Providing and laying 4000 PSI concrete (ACI-211 batch sheet – 4000 PSI; mix per Image 4 – ACI-211 summary) in structural members, including batching, placing, compacting and curing, complete in all respects; excluding reinforcement and formwork measured separately. | Mix ACI-4000; cement 350 kg per lab batch; source Image 4 – ACI-211 summary, dated Not dated | cft | Lahore | 2026-09-27 | 589.9541 | 145.04 | 65.59 | 0 | 19.2537 | 819.8378 | 65.587 | 81.9838 | 0 | 967 | 96700 | INCOMPLETE – 1 blank/old input(s) | Low | 1 | See 09 SOURCE REGISTER (SRC-01…08) | 2026-04-25 to 2026-09-19 | see 09 | Cement 350 kg is 22% below lab 4000 (450) and 18% below J7 4000 (425) – verify trial-mix results.
CIV-CON-009 | Civil | Concrete | 4500 PSI | Providing and laying 4500 PSI concrete (ACI-211 batch sheet – 4500 PSI; mix per Image 4 – ACI-211 summary) in structural members, including batching, placing, compacting and curing, complete in all respects; excluding reinforcement and formwork measured separately. | Mix ACI-4500; cement 400 kg per lab batch; source Image 4 – ACI-211 summary, dated Not dated | cft | Lahore | 2026-09-27 | 628.8755 | 145.04 | 65.59 | 0 | 19.8226 | 859.3281 | 68.7462 | 85.9328 | 0 | 1014 | 101400 | INCOMPLETE – 1 blank/old input(s) | Low | 1 | See 09 SOURCE REGISTER (SRC-01…08) | 2026-04-25 to 2026-09-19 | see 09
CIV-CON-010 | Civil | Concrete | 6000 PSI | Providing and laying 6000 PSI concrete (ACI-211 batch sheet – 6000 PSI; mix per Image 4 – ACI-211 summary) in structural members, including batching, placing, compacting and curing, complete in all respects; excluding reinforcement and formwork measured separately. | Mix ACI-6000; cement 520 kg per lab batch; source Image 4 – ACI-211 summary, dated Not dated | cft | Lahore | 2026-09-27 | 727.6409 | 145.04 | 65.59 | 0 | 21.32 | 959.5909 | 76.7673 | 95.9591 | 0 | 1132 | 113200 | INCOMPLETE – 1 blank/old input(s) | Low | 1 | See 09 SOURCE REGISTER (SRC-01…08) | 2026-04-25 to 2026-09-19 | see 09
CIV-CON-011 | Civil | Concrete | 3000 PSI | Providing and laying 3000 PSI concrete (J7 Emporium Mall B-17 batching plant – 3000 PSI; mix per Image 7 – J7 Group summary of batch weights) in structural members, including batching, placing, compacting and curing, complete in all respects; excluding reinforcement and formwork measured separately. | Mix J7-3000; cement 325 kg per lab batch; source Image 7 – J7 Group summary of batch weights, dated 2024-03-08 (trials Jan-2024) | cft | Lahore | 2026-09-27 | 551.8277 | 145.04 | 65.59 | 0 | 18.1974 | 780.6551 | 62.4524 | 78.0655 | 0 | 921 | 92100 | INCOMPLETE – 1 blank/old input(s) | Low | 1 | See 09 SOURCE REGISTER (SRC-01…08) | 2026-04-25 to 2026-09-19 | see 09 | Trial mix TM#16 17-01-2024. Sheet dated 2024 – older than other mixes. Crush 1/2" only 105 kg vs 3/8" 738 kg (fine-graded coarse).
CIV-CON-012 | Civil | Concrete | 4000 PSI | Providing and laying 4000 PSI concrete (J7 Emporium Mall B-17 batching plant – 4000 PSI; mix per Image 7 – J7 Group summary of batch weights) in structural members, including batching, placing, compacting and curing, complete in all respects; excluding reinforcement and formwork measured separately. | Mix J7-4000; cement 425 kg per lab batch; source Image 7 – J7 Group summary of batch weights, dated 2024-03-08 (trials Jan-2024) | cft | Lahore | 2026-09-27 | 639.947 | 145.04 | 65.59 | 0 | 19.5566 | 870.1336 | 69.6107 | 87.0134 | 0 | 1027 | 102700 | INCOMPLETE – 1 blank/old input(s) | Low | 1 | See 09 SOURCE REGISTER (SRC-01…08) | 2026-04-25 to 2026-09-19 | see 09 | Trial mix TM#11 13-01-2024. Sheet dated 2024 – older than other mixes. Crush 1/2" only 105 kg vs 3/8" 738 kg (fine-graded coarse).
CIV-CON-013 | Civil | Concrete | 4500 PSI | Providing and laying 4500 PSI concrete (J7 Emporium Mall B-17 batching plant – 4500 PSI; mix per Image 7 – J7 Group summary of batch weights) in structural members, including batching, placing, compacting and curing, complete in all respects; excluding reinforcement and formwork measured separately. | Mix J7-4500; cement 465 kg per lab batch; source Image 7 – J7 Group summary of batch weights, dated 2024-03-08 (trials Jan-2024) | cft | Lahore | 2026-09-27 | 676.9016 | 145.04 | 65.59 | 0 | 20.1983 | 907.7299 | 72.6184 | 90.773 | 0 | 1071 | 107100 | INCOMPLETE – 1 blank/old input(s) | Low | 1 | See 09 SOURCE REGISTER (SRC-01…08) | 2026-04-25 to 2026-09-19 | see 09 | Trial mix TM#15 17-01-2024. Sheet dated 2024 – older than other mixes. Crush 1/2" only 105 kg vs 3/8" 738 kg (fine-graded coarse).
CIV-CON-014 | Civil | Concrete | 5000 PSI | Providing and laying 5000 PSI concrete (J7 Emporium Mall B-17 batching plant – 5000 PSI; mix per Image 7 – J7 Group summary of batch weights) in structural members, including batching, placing, compacting and curing, complete in all respects; excluding reinforcement and formwork measured separately. | Mix J7-5000; cement 515 kg per lab batch; source Image 7 – J7 Group summary of batch weights, dated 2024-03-08 (trials Jan-2024) | cft | Lahore | 2026-09-27 | 717.2262 | 145.04 | 65.59 | 0 | 20.7492 | 948.6053 | 75.8884 | 94.8605 | 0 | 1119 | 111900 | INCOMPLETE – 1 blank/old input(s) | Low | 1 | See 09 SOURCE REGISTER (SRC-01…08) | 2026-04-25 to 2026-09-19 | see 09 | Trial mix TM#12 15-01-2024. Sheet dated 2024 – older than other mixes. Crush 1/2" only 105 kg vs 3/8" 738 kg (fine-graded coarse). Admixture check: 1.42%×515=7.31 vs 7.29 stated (minor).
CIV-CON-015 | Civil | Concrete | 5500 PSI | Providing and laying 5500 PSI concrete (J7 Emporium Mall B-17 batching plant – 5500 PSI; mix per Image 7 – J7 Group summary of batch weights) in structural members, including batching, placing, compacting and curing, complete in all respects; excluding reinforcement and formwork measured separately. | Mix J7-5500; cement 530 kg per lab batch; source Image 7 – J7 Group summary of batch weights, dated 2024-03-08 (trials Jan-2024) | cft | Lahore | 2026-09-27 | 729.5916 | 145.04 | 65.59 | 0 | 20.933 | 961.1546 | 76.8924 | 96.1155 | 0 | 1134 | 113400 | INCOMPLETE – 1 blank/old input(s) | Low | 1 | See 09 SOURCE REGISTER (SRC-01…08) | 2026-04-25 to 2026-09-19 | see 09 | Trial mix TM#13 15-01-2024. Sheet dated 2024 – older than other mixes. Crush 1/2" only 105 kg vs 3/8" 738 kg (fine-graded coarse).
CIV-CON-016 | Civil | PCC / Lean concrete | Nominal 1:4:8 | Providing and laying plain cement concrete 1:4:8 (nominal volumetric, site-mixed) using OPC, Chenab sand and Margalla crush, including mixing, placing, compacting and curing, complete in all respects; excluding reinforcement and formwork measured separately. | Nominal volumetric 1:4:8, dry factor 1.54, 1 bag = 1.25 cft (house standard); Lahore basis sand | cft | Lahore | 2026-09-27 | 359.3791 | 142.85 | 46.5875 | 0 | 13.4098 | 562.2265 | 44.9781 | 56.2226 | 0 | 663 | 66300 | Market-derived + assumptions | Medium | 0 | See 09 SOURCE REGISTER (SRC-01…08) | 2026-04-25 to 2026-09-19 | see 09 | House nominal-mix consumption; site-batched.
CIV-CON-017 | Civil | Concrete | Nominal 1:2:4 | Providing and laying reinforced cement concrete 1:2:4 (nominal volumetric, site-mixed) using OPC, Chenab sand and Margalla crush, including mixing, placing, compacting and curing, complete in all respects; excluding reinforcement and formwork measured separately. | Nominal volumetric 1:2:4, dry factor 1.54, 1 bag = 1.25 cft (house standard); Lahore basis sand | cft | Lahore | 2026-09-27 | 473.8184 | 145.04 | 37.27 | 0 | 15.224 | 671.3524 | 53.7082 | 67.1352 | 0 | 792 | 79200 | Market-derived + assumptions | Medium | 0 | See 09 SOURCE REGISTER (SRC-01…08) | 2026-04-25 to 2026-09-19 | see 09 | House nominal-mix consumption; site-batched.
CIV-CON-018 | Civil | Concrete | Nominal 1:1.5:3 | Providing and laying reinforced cement concrete 1:1.5:3 (nominal volumetric, site-mixed) using OPC, Chenab sand and Margalla crush, including mixing, placing, compacting and curing, complete in all respects; excluding reinforcement and formwork measured separately. | Nominal volumetric 1:1.5:3, dry factor 1.54, 1 bag = 1.25 cft (house standard); Lahore basis sand | cft | Lahore | 2026-09-27 | 541.4416 | 145.04 | 37.27 | 0 | 16.296 | 740.0476 | 59.2038 | 74.0048 | 0 | 873 | 87300 | Market-derived + assumptions | Medium | 0 | See 09 SOURCE REGISTER (SRC-01…08) | 2026-04-25 to 2026-09-19 | see 09 | House nominal-mix consumption; site-batched.
CIV-RFT-001 | Civil | Reinforcement | Gr.60 deformed | Providing, cutting, bending and fixing Grade 60 deformed steel reinforcement including binding wire, chairs and spacers, complete in all respects. | ASTM A615 Gr.60; laps measured in BBS; 3% cutting wastage | kg | Lahore | 2026-09-27 | 245.45 | 11.0778 | 0 | 0 | 7.26 | 263.7878 | 21.103 | 26.3788 | 0 | 311 | 31100 | Market-derived + assumptions | Medium | 0 | See 09 SOURCE REGISTER (SRC-01…08) | 2026-04-25 to 2026-09-19 | see 09 | Binding-wire rate blank.
CIV-MAS-001 | Civil | Masonry | Brick 9" & above | Providing and laying first class burnt brick masonry 9" thick and above in cement sand mortar 1:6 in superstructure, including scaffolding, curing, complete in all respects. | Brick 9"×4.5"×3"; 13.5 bricks/cft; wet mortar 0.25 cft/cft × DryF_Mortar | cft | Lahore | 2026-09-27 | 317.0357 | 90.14 | 0 | 0 | 14.0968 | 421.2725 | 33.7018 | 42.1272 | 0 | 497 | 49700 | Market-derived + assumptions | Medium | 0 | See 09 SOURCE REGISTER (SRC-01…08) | 2026-04-25 to 2026-09-19 | see 09 | Scaffolding for elevation work above GF to be added separately (house rule).
FIN-PLS-001 | Finishes | Plaster | 0.5" cement plaster 1:4 | Providing and applying 0.5" thick cement sand plaster 1:4 to walls, internal, including curing, complete in all respects. | Thickness 0.0417 ft + 20% for undulations; dry factor 1.30 | Sft | Lahore | 2026-09-27 | 20.54 | 36.88 | 0 | 0 | 0.5356 | 57.9556 | 4.6364 | 5.7956 | 0 | 68 | 6800 | Market-derived + assumptions | Medium | 0 | See 09 SOURCE REGISTER (SRC-01…08) | 2026-04-25 to 2026-09-19 | see 09 | Internal only – external elevation adds scaffold/cradle item.
FIN-PLS-002 | Finishes | Plaster | 0.75" cement plaster 1:6 | Providing and applying 0.75" thick cement sand plaster 1:6 to walls, internal, including curing, complete in all respects. | Thickness 0.0625 ft + 20% for undulations; dry factor 1.30 | Sft | Lahore | 2026-09-27 | 24.2357 | 46.1 | 0 | 0 | 0.68529 | 71.021 | 5.6817 | 7.1021 | 0 | 84 | 8400 | Market-derived + assumptions | Medium | 0 | See 09 SOURCE REGISTER (SRC-01…08) | 2026-04-25 to 2026-09-19 | see 09 | Internal only – external elevation adds scaffold/cradle item.
CIV-FWK-001 | Civil | Formwork | Slab soffit | Providing, erecting and stripping plywood formwork to horizontal soffit of slabs incl. staging/props, including release oil, cleaning and repairs, complete in all respects; measured as contact area. | 3/4" plywood, Reuse_Ply uses; timber Reuse_Tim uses; ground-floor base, no floor premium | Sft | Lahore | 2026-09-27 | 50.8358 | 26.2533 | 10 | 0 | 2.8646 | 89.9537 | 7.1963 | 8.9954 | 0 | 106 | 10600 | Market-derived + assumptions | Low | 0 | See 09 SOURCE REGISTER (SRC-01…08) | 2026-04-25 to 2026-09-19 | see 09 | Rate depends on repetitions (10 ASSUMPTIONS). Timber rate is OLD (Feb-2025).
CIV-FWK-002 | Civil | Formwork | Beam sides & soffit | Providing, erecting and stripping plywood formwork to beam sides and soffits incl. props, including release oil, cleaning and repairs, complete in all respects; measured as contact area. | 3/4" plywood, Reuse_Ply uses; timber Reuse_Tim uses; ground-floor base, no floor premium | Sft | Lahore | 2026-09-27 | 54.5158 | 39.38 | 10 | 0 | 2.8646 | 106.7604 | 8.5408 | 10.676 | 0 | 126 | 12600 | Market-derived + assumptions | Low | 0 | See 09 SOURCE REGISTER (SRC-01…08) | 2026-04-25 to 2026-09-19 | see 09 | Rate depends on repetitions (10 ASSUMPTIONS). Timber rate is OLD (Feb-2025).
CIV-FWK-003 | Civil | Formwork | Columns | Providing, erecting and stripping plywood formwork to column faces incl. yokes, ties and bracing, including release oil, cleaning and repairs, complete in all respects; measured as contact area. | 3/4" plywood, Reuse_Ply uses; timber Reuse_Tim uses; ground-floor base, no floor premium | Sft | Lahore | 2026-09-27 | 52.6758 | 32.8167 | 0 | 0 | 2.8646 | 88.3571 | 7.0686 | 8.8357 | 0 | 104 | 10400 | Market-derived + assumptions | Low | 0 | See 09 SOURCE REGISTER (SRC-01…08) | 2026-04-25 to 2026-09-19 | see 09 | Rate depends on repetitions (10 ASSUMPTIONS). Timber rate is OLD (Feb-2025).
CIV-FWK-004 | Civil | Formwork | Walls / shear walls / lift core | Providing, erecting and stripping plywood formwork to wall faces (each face measured) incl. ties and bracing, including release oil, cleaning and repairs, complete in all respects; measured as contact area. | 3/4" plywood, Reuse_Ply uses; timber Reuse_Tim uses; ground-floor base, no floor premium | Sft | Lahore | 2026-09-27 | 54.5158 | 30.2923 | 0 | 0 | 2.8646 | 87.6727 | 7.0138 | 8.7673 | 0 | 103 | 10300 | Market-derived + assumptions | Low | 0 | See 09 SOURCE REGISTER (SRC-01…08) | 2026-04-25 to 2026-09-19 | see 09 | Rate depends on repetitions (10 ASSUMPTIONS). Timber rate is OLD (Feb-2025).
CIV-MAS-003 | Civil | Masonry | 8" hollow block | Providing and laying 8" hollow block masonry 8" thick in cement sand mortar 1:6 in walls and partitions, including curing, complete in all respects; openings >1.0 Sft deducted. | Block 16"x8"x8"; 3/8" joints; hollow cores unfilled; lintels/bond beams measured separately | Sft | Lahore | 2026-09-27 | 234.8622 | 37.38 | 0 | 0 | 11.4312 | 283.6734 | 22.6939 | 28.3673 | 0 | 335 | 33500 | Market-derived + assumptions | Medium | 0 | See 09 SOURCE REGISTER (SRC-01…08) | 2026-04-25 to 2026-09-19 | see 09 | Block rate ex-factory per SRC-09 – check freight. Scaffold for elevation work extra.
CIV-MAS-004 | Civil | Masonry | 6" hollow block | Providing and laying 6" hollow block masonry 6" thick in cement sand mortar 1:6 in walls and partitions, including curing, complete in all respects; openings >1.0 Sft deducted. | Block 16"x6"x8"; 3/8" joints; hollow cores unfilled; lintels/bond beams measured separately | Sft | Lahore | 2026-09-27 | 184.0218 | 31.15 | 0 | 0 | 8.9671 | 224.1389 | 17.9311 | 22.4139 | 0 | 264 | 26400 | Market-derived + assumptions | Medium | 0 | See 09 SOURCE REGISTER (SRC-01…08) | 2026-04-25 to 2026-09-19 | see 09 | Block rate ex-factory per SRC-09 – check freight. Scaffold for elevation work extra.
CIV-MAS-005 | Civil | Masonry | 4" solid block | Providing and laying 4" solid block masonry 4" thick in cement sand mortar 1:6 in walls and partitions, including curing, complete in all respects; openings >1.0 Sft deducted. | Block 12"x4"x8"; 3/8" joints; hollow cores unfilled; lintels/bond beams measured separately | Sft | Lahore | 2026-09-27 | 202.4593 | 24.92 | 0 | 0 | 9.9505 | 237.3297 | 18.9864 | 23.733 | 0 | 280 | 28000 | Market-derived + assumptions | Medium | 0 | See 09 SOURCE REGISTER (SRC-01…08) | 2026-04-25 to 2026-09-19 | see 09 | Block rate ex-factory per SRC-09 – check freight. Scaffold for elevation work extra.
CIV-MAS-002 | Civil | Masonry | Brick 4.5" | Providing and laying first class burnt brick masonry 4.5" thick in cement sand mortar 1:4 in partitions, including curing, complete in all respects. | 0.375 ft thick; 13.5 bricks/cft; wet mortar 0.25 cft/cft | Sft | Lahore | 2026-09-27 | 127.1063 | 31.15 | 0 | 0 | 5.4339 | 163.6902 | 13.0952 | 16.369 | 0 | 193 | 19300 | Market-derived + assumptions | Medium | 0 | See 09 SOURCE REGISTER (SRC-01…08) | 2026-04-25 to 2026-09-19 | see 09
FIN-SCR-001 | Finishes | Screed | 1.5" screed 1:4 | Providing and laying 1.5" thick cement sand screed 1:4 to floors/roofs, laid to level or falls, including bonding slurry and curing, complete in all respects. | Thickness 0.1250 ft + 5% for level tolerance; dry factor 1.30 | Sft | Lahore | 2026-09-27 | 53.9175 | 55.5368 | 0 | 0 | 1.406 | 110.8603 | 8.8688 | 11.086 | 0 | 131 | 13100 | Market-derived + assumptions | Medium | 0 | See 09 SOURCE REGISTER (SRC-01…08) | 2026-04-25 to 2026-09-19 | see 09 | Bonding slurry cement included in 5% tolerance. Screed >2" on roofs usually priced as concrete.
FIN-SCR-002 | Finishes | Screed | 2.0" screed 1:4 | Providing and laying 2.0" thick cement sand screed 1:4 to floors/roofs, laid to level or falls, including bonding slurry and curing, complete in all respects. | Thickness 0.1667 ft + 5% for level tolerance; dry factor 1.30 | Sft | Lahore | 2026-09-27 | 71.89 | 65.95 | 0 | 0 | 1.8746 | 139.7146 | 11.1772 | 13.9715 | 0 | 165 | 16500 | Market-derived + assumptions | Medium | 0 | See 09 SOURCE REGISTER (SRC-01…08) | 2026-04-25 to 2026-09-19 | see 09 | Bonding slurry cement included in 5% tolerance. Screed >2" on roofs usually priced as concrete.
FIN-SCR-003 | Finishes | Screed | 3.0" screed 1:3 | Providing and laying 3.0" thick cement sand screed 1:3 to floors/roofs, laid to level or falls, including bonding slurry and curing, complete in all respects. | Thickness 0.2500 ft + 5% for level tolerance; dry factor 1.30 | Sft | Lahore | 2026-09-27 | 127.9688 | 81.1692 | 0 | 0 | 3.1736 | 212.3116 | 16.9849 | 21.2312 | 0 | 251 | 25100 | Market-derived + assumptions | Medium | 0 | See 09 SOURCE REGISTER (SRC-01…08) | 2026-04-25 to 2026-09-19 | see 09 | Bonding slurry cement included in 5% tolerance. Screed >2" on roofs usually priced as concrete.
FIN-WPF-001 | Finishes | Waterproofing | Torch-on APP membrane | Providing and applying one layer 4-thick APP modified bitumen membrane, torch-applied over bitumen primer on roof/terrace slabs incl. upstands, laps and angle fillets, complete in all respects. | Primer 0.023 litre/Sft; membrane with W_Mem laps; protection screed measured separately | Sft | Lahore | 2026-09-27 | 100.5865 | 20.7667 | 4.4444 | 0 | 11.76 | 137.5576 | 11.0046 | 13.7558 | 0 | 162 | 16200 | INCOMPLETE – 1 blank/old input(s) | Low | 1 | See 09 SOURCE REGISTER (SRC-01…08) | 2026-04-25 to 2026-09-19 | see 09 | Membrane often client-supplied – set MAT-MEM-APP consumption to 0 in that case.
FIN-WPF-002 | Finishes | Waterproofing | Cementitious 2 coats | Providing and applying two-coat polymer-modified cementitious waterproofing to toilets, wet areas and tanks, including surface preparation and corner reinforcement, complete in all respects. | Total consumption 0.19 kg/Sft (2 coats) – confirm with product data sheet | Sft | Lahore | 2026-09-27 | 47 | 12.46 | 0 | 0 | 2.35 | 61.81 | 4.9448 | 6.181 | 0 | 73 | 7300 | INCOMPLETE – 1 blank/old input(s) | Low | 1 | See 09 SOURCE REGISTER (SRC-01…08) | 2026-04-25 to 2026-09-19 | see 09
FIN-WPF-003 | Finishes | Waterproofing | DPC 1.5" + bitumen | Providing and laying 1.5" thick damp proof course in cement concrete 1:2:4 with two coats of hot bitumen at plinth level, complete in all respects. | 0.125 cft concrete per Sft; hot bitumen 0.10 kg/Sft (2 coats) | Sft | Lahore | 2026-09-27 | 78.6 | 42.208 | 0 | 0 | 1.903 | 122.711 | 9.8169 | 12.2711 | 0 | 145 | 14500 | Market-derived + assumptions | Low | 0 | See 09 SOURCE REGISTER (SRC-01…08) | 2026-04-25 to 2026-09-19 | see 09
FIN-FLR-001 | Finishes | Flooring | Porcelain 24"x24" | Providing and laying 24"x24" porcelain floor tiles of approved make on cementitious tile adhesive over prepared screed, including grouting, cleaning and protection, complete in all respects. | Tile per selected product (PC); adhesive 1/60; 1/8" joints | Sft | Lahore | 2026-09-27 | 225.8333 | 33.65 | 0 | 0 | 15.1717 | 274.655 | 21.9724 | 27.4655 | 0 | 324 | 32400 | Market-derived + assumptions | Medium | 0 | See 09 SOURCE REGISTER (SRC-01…08) | 2026-04-25 to 2026-09-19 | see 09 | Tile rate is a PC rate – set to selected series. Screed measured separately.
FIN-FLR-002 | Finishes | Flooring | Ceramic floor tile | Providing and laying ceramic floor tiles of approved make on cementitious tile adhesive over prepared screed, including grouting, cleaning and protection, complete in all respects. | Tile per selected product (PC); adhesive 1/60; 1/8" joints | Sft | Lahore | 2026-09-27 | 141.8333 | 33.65 | 0 | 0 | 9.2917 | 184.775 | 14.782 | 18.4775 | 0 | 218 | 21800 | Market-derived + assumptions | Medium | 0 | See 09 SOURCE REGISTER (SRC-01…08) | 2026-04-25 to 2026-09-19 | see 09 | Tile rate is a PC rate – set to selected series. Screed measured separately.
FIN-WAL-001 | Finishes | Wall finishes | Ceramic wall tile | Providing and fixing ceramic wall tiles of approved make on cementitious tile adhesive over plastered surface, including grouting, cutting around fixtures and cleaning, complete in all respects. | Tile per selected product (PC); adhesive 1/90; 1/8" joints | Sft | Lahore | 2026-09-27 | 138.2222 | 40.38 | 0 | 0 | 9.1111 | 187.7133 | 15.0171 | 18.7713 | 0 | 222 | 22200 | Market-derived + assumptions | Medium | 0 | See 09 SOURCE REGISTER (SRC-01…08) | 2026-04-25 to 2026-09-19 | see 09 | Tile rate is a PC rate – set to selected series. Screed measured separately.
FIN-WAL-002 | Finishes | Wall finishes | Porcelain wall tile | Providing and fixing porcelain wall tiles of approved make on cementitious tile adhesive, including grouting and cleaning, complete in all respects. | Tile per selected product (PC); adhesive 1/90; 1/8" joints | Sft | Lahore | 2026-09-27 | 222.2222 | 40.38 | 0 | 0 | 14.9911 | 277.5933 | 22.2075 | 27.7593 | 0 | 328 | 32800 | Market-derived + assumptions | Medium | 0 | See 09 SOURCE REGISTER (SRC-01…08) | 2026-04-25 to 2026-09-19 | see 09 | Tile rate is a PC rate – set to selected series. Screed measured separately.
FIN-FLR-003 | Finishes | Flooring | Marble Ziarat White 3/4" | Providing and laying Marble Ziarat White 3/4" marble flooring in 1" thick cement sand mortar 1:4 with cement slurry, including jointing and curing, complete in all respects; grinding and polishing measured separately. | Mortar bed 0.0833 ft × DryF_Mortar; cement slurry 0.005 bag/Sft | Sft | Lahore | 2026-09-27 | 379.5946 | 50.475 | 0 | 0 | 24.6748 | 454.7444 | 36.3796 | 45.4744 | 0 | 537 | 53700 | Market-derived + assumptions | Low | 0 | See 09 SOURCE REGISTER (SRC-01…08) | 2026-04-25 to 2026-09-19 | see 09 | Marble rate from UNDATED source – flagged OLD RATE until verified.
FIN-FLR-004 | Finishes | Flooring | Marble Tavera 3/4" | Providing and laying Marble Tavera 3/4" marble flooring in 1" thick cement sand mortar 1:4 with cement slurry, including jointing and curing, complete in all respects; grinding and polishing measured separately. | Mortar bed 0.0833 ft × DryF_Mortar; cement slurry 0.005 bag/Sft | Sft | Lahore | 2026-09-27 | 134.5946 | 50.475 | 0 | 0 | 7.5248 | 192.5944 | 15.4076 | 19.2594 | 0 | 227 | 22700 | Market-derived + assumptions | Low | 0 | See 09 SOURCE REGISTER (SRC-01…08) | 2026-04-25 to 2026-09-19 | see 09 | Marble rate from UNDATED source – flagged OLD RATE until verified.
FIN-CLG-001 | Finishes | Ceilings | Gypsum 1/2" standard | Providing and fixing concealed-grid suspended ceiling of Gypsum 1/2" standard gypsum board on GI main and furring channels with hangers, wall angle, screws, joint tape and compound, ready to receive paint, complete in all respects; painting measured separately. | Component qty per Sft (for procurement): board 1/32 sheet; main channel 0.25 Rft; furring 0.50 Rft; wall angle 0.20 Rft; hangers 1/16 Nos; screws 1.56 Nos; tape 0.35 Rft; compound 0.042 kg. Priced as Punjab MRS system material (Ch.9 item 49). | Sft | Lahore | 2026-09-27 | 176.1 | 39.5867 | 0 | 0 | 0 | 215.6867 | 17.2549 | 21.5687 | 0 | 255 | 25500 | Market-derived + assumptions | Low | 0 | See 09 SOURCE REGISTER (SRC-01…08) | 2026-04-25 to 2026-09-19 | see 09 | Benchmark supply+fix Rs220–350/Sft (SRC-18) / Rs250–400 (SRC-19) – compare once red inputs are filled. Access scaffold extra above 12 ft.
FIN-CLG-002 | Finishes | Ceilings | Gypsum 1/2" moisture-resistant | Providing and fixing concealed-grid suspended ceiling of Gypsum 1/2" moisture-resistant gypsum board on GI main and furring channels with hangers, wall angle, screws, joint tape and compound, ready to receive paint, complete in all respects; painting measured separately. | Component qty per Sft (for procurement): board 1/32 sheet; main channel 0.25 Rft; furring 0.50 Rft; wall angle 0.20 Rft; hangers 1/16 Nos; screws 1.56 Nos; tape 0.35 Rft; compound 0.042 kg. Priced as Punjab MRS system material (Ch.9 item 49). | Sft | Lahore | 2026-09-27 | 212.19 | 39.5867 | 0 | 0 | 0 | 251.7767 | 20.1421 | 25.1777 | 0 | 297 | 29700 | Market-derived + assumptions | Low | 0 | See 09 SOURCE REGISTER (SRC-01…08) | 2026-04-25 to 2026-09-19 | see 09 | Benchmark supply+fix Rs220–350/Sft (SRC-18) / Rs250–400 (SRC-19) – compare once red inputs are filled. Access scaffold extra above 12 ft.
FIN-PNT-001 | Finishes | Painting | Plastic emulsion – internal | Providing and applying plastic emulsion paint to internal plastered walls/ceilings: one coat primer, two coats putty sanded smooth and two finish coats, complete in all respects. | Primer 1 coat @350 Sft/gal; putty 0.10 kg/Sft (2 coats); emulsion 2 coats @350 Sft/gal/coat | Sft | Lahore | 2026-09-27 | 28.5076 | 19.1267 | 0 | 0 | 1.4254 | 49.0596 | 3.9248 | 4.906 | 0 | 58 | 5800 | Market-derived + assumptions | Medium | 0 | See 09 SOURCE REGISTER (SRC-01…08) | 2026-04-25 to 2026-09-19 | see 09 | Coverage 350 Sft/gallon/coat is an assumption – check product data sheet.
FIN-PNT-002 | Finishes | Painting | Weather shield – external | Providing and applying exterior weather-shield acrylic paint to external plastered surfaces: one coat alkali-resistant primer and two finish coats, complete in all respects; scaffolding/cradle measured separately. | Primer @350 Sft/gal; 2 finish coats @300 Sft/gal/coat | Sft | Lahore | 2026-09-27 | 42.8076 | 40.9857 | 0 | 0 | 2.1404 | 85.9336 | 6.8747 | 8.5934 | 0 | 101 | 10100 | Market-derived + assumptions | Low | 0 | See 09 SOURCE REGISTER (SRC-01…08) | 2026-04-25 to 2026-09-19 | see 09 | Elevation access (scaffold/cradle) is a separate item per house rule.
PRE-GEN-001 | Prelims | Scaffolding | External scaffold / month | Providing, erecting, maintaining for one month and dismantling steel tubular scaffolding to external elevations, complete in all respects. | Per Sft of elevation per month; erection+dismantle 1 scaffolder + 2 helpers 400 Sft/day (assumption) | Sft | Lahore | 2026-09-27 | 0 | 0 | 75 | 0 | 0 | 75 | 6 | 7.5 | 0 | 89 | 8900 | Market-derived + assumptions | Low | 0 | See 09 SOURCE REGISTER (SRC-01…08) | 2026-04-25 to 2026-09-19 | see 09
PRE-GEN-002 | Prelims | Debris | Debris removal off-site | Collecting, loading and carting away construction debris to approved dump, complete in all respects. | Per cft loose; 2 helpers load 150 cft/day (assumption) | cft | Lahore | 2026-09-27 | 0 | 20.5067 | 45 | 0 | 0 | 65.5067 | 5.2405 | 6.5507 | 0 | 77 | 7700 | Market-derived + assumptions | Low | 0 | See 09 SOURCE REGISTER (SRC-01…08) | 2026-04-25 to 2026-09-19 | see 09
CIV-EW-001 | Civil | Earthwork | Machine – ordinary soil | Excavation in ordinary soil by excavator for foundations/basement, including trimming, dressing and stacking within 150 ft, complete in all respects; disposal measured separately. | Excavator output 350 cft/hour (assumption); 1 helper per 1,000 cft trimming | cft | Lahore | 2026-09-27 | 0 | 0 | 9.523 | 0 | 0 | 9.523 | 0.76184 | 0.9523 | 0 | 11 | 1100 | Market-derived + assumptions | Low | 0 | See 09 SOURCE REGISTER (SRC-01…08) | 2026-04-25 to 2026-09-19 | see 09
CIV-EW-002 | Civil | Earthwork | Machine – hard soil | Excavation in hard soil by excavator for foundations/basement, including trimming, dressing and stacking within 150 ft, complete in all respects; disposal measured separately. | Excavator output 200 cft/hour (assumption); 1 helper per 1,000 cft trimming | cft | Lahore | 2026-09-27 | 0 | 0 | 11.164 | 0 | 0 | 11.164 | 0.89312 | 1.1164 | 0 | 13 | 1300 | Market-derived + assumptions | Low | 0 | See 09 SOURCE REGISTER (SRC-01…08) | 2026-04-25 to 2026-09-19 | see 09
CIV-EW-003 | Civil | Earthwork | Manual – ordinary soil | Excavation by manual labour in ordinary soil in trenches up to 5 ft deep, including trimming and stacking, complete in all respects. | 1 helper excavates 80 cft/day (assumption) | cft | Lahore | 2026-09-27 | 0 | 19.225 | 0 | 0 | 0 | 19.225 | 1.538 | 1.9225 | 0 | 23 | 2300 | Market-derived + assumptions | Medium | 0 | See 09 SOURCE REGISTER (SRC-01…08) | 2026-04-25 to 2026-09-19 | see 09
CIV-EW-004 | Civil | Earthwork | Backfill – excavated material | Backfilling with selected excavated material in 6" layers, watered and compacted with plate compactor to 95% MDD, complete in all respects. | 2 helpers + 1 compactor 200 cft/day; water 1.0 litre/cft (assumption) | cft | Lahore | 2026-09-27 | 0.686 | 8.2027 | 2.011 | 0 | 0 | 10.8997 | 0.87197 | 1.09 | 0 | 13 | 1300 | Market-derived + assumptions | Low | 0 | See 09 SOURCE REGISTER (SRC-01…08) | 2026-04-25 to 2026-09-19 | see 09
CIV-EW-005 | Civil | Earthwork | Imported sand fill | Providing and filling Ravi sand under floors in 6" layers, watered and compacted, complete in all respects. | 1.20 cft loose per cft compacted | cft | Lahore | 2026-09-27 | 63.086 | 6.8356 | 2.011 | 0 | 0 | 71.9326 | 5.7546 | 7.1933 | 0 | 85 | 8500 | Market-derived + assumptions | Low | 0 | See 09 SOURCE REGISTER (SRC-01…08) | 2026-04-25 to 2026-09-19 | see 09
CIV-EW-006 | Civil | Earthwork | Disposal of surplus earth | Loading surplus excavated earth by machine and disposing within 5-mile lead, complete in all respects. | Bulking 1.25; loading 500 cft/hour | cft | Lahore | 2026-09-27 | 0 | 0 | 45 | 0 | 0 | 45 | 3.6 | 4.5 | 0 | 53 | 5300 | Market-derived + assumptions | Low | 0 | See 09 SOURCE REGISTER (SRC-01…08) | 2026-04-25 to 2026-09-19 | see 09
CIV-EW-007 | Civil | Earthwork | Anti-termite treatment | Providing anti-termite treatment to foundation bottoms, sides and under floors with approved chemical emulsion, complete in all respects. | Concentrate 0.005 litre/Sft (assumption – follow product label) | Sft | Lahore | 2026-09-27 | 7.5 | 1.538 | 0 | 0 | 0 | 9.038 | 0.72304 | 0.9038 | 0 | 11 | 1100 | Market-derived + assumptions | Low | 0 | See 09 SOURCE REGISTER (SRC-01…08) | 2026-04-25 to 2026-09-19 | see 09
FIN-DOR-001 | Finishes | Doors | Flush door 3'x7' complete | Providing and fixing 1.75" solid-core veneered flush door 3'x7' in deodar frame 3"x5" with SS hinges, mortice lock, stopper and polish, complete in all respects. | Leaf 21 Sft; frame 17 Rft × 0.1042 Sft section = 1.77 cft; polish 50 Sft | Nos | Lahore | 2026-09-27 | 42743.184 | 3169 | 0 | 0 | 1823.8434 | 47736.0274 | 3818.8822 | 4773.6027 | 0 | 56329 | 5632900 | Market-derived + assumptions | Low | 0 | See 09 SOURCE REGISTER (SRC-01…08) | 2026-04-25 to 2026-09-19 | see 09
FIN-DOR-002 | Finishes | Doors | Fire door 90 min 3'x7' | Supplying and installing 90-minute fire-rated steel door set 3'x7' complete with frame and certified ironmongery, complete in all respects. | Vendor supply; installation labour 0.5 carpenter-day | Nos | Lahore | 2026-09-27 | 59000 | 1969 | 0 | 0 | 0 | 60969 | 4877.52 | 6096.9 | 0 | 71943 | 7194300 | Market-derived + assumptions | Low | 0 | See 09 SOURCE REGISTER (SRC-01…08) | 2026-04-25 to 2026-09-19 | see 09
FIN-WIN-001 | Finishes | Windows | Aluminium sliding window | Supplying, fabricating and installing aluminium sliding window with glazing and hardware, sealed with silicone, complete in all respects. | Perimeter sealant 1 cartridge per 75 Sft (assumption); installation 50 Sft/day glazier + helper | Sft | Lahore | 2026-09-27 | 1405.9333 | 0 | 0 | 0 | 0 | 1405.9333 | 112.4747 | 140.5933 | 0 | 1659 | 165900 | Market-derived + assumptions | Low | 0 | See 09 SOURCE REGISTER (SRC-01…08) | 2026-04-25 to 2026-09-19 | see 09
FIN-WIN-002 | Finishes | Windows | uPVC window | Supplying, fabricating and installing upvc window with glazing and hardware, sealed with silicone, complete in all respects. | Perimeter sealant 1 cartridge per 75 Sft (assumption); installation 50 Sft/day glazier + helper | Sft | Lahore | 2026-09-27 | 2855.9333 | 0 | 0 | 0 | 0 | 2855.9333 | 228.4747 | 285.5933 | 0 | 3370 | 337000 | Market-derived + assumptions | Low | 0 | See 09 SOURCE REGISTER (SRC-01…08) | 2026-04-25 to 2026-09-19 | see 09
FIN-JNR-001 | Finishes | Joinery | Kitchen base cabinet | Providing and fixing kitchen base cabinet 2'-0" deep x 2'-10" high in laminated 3/4" board with hardware, excluding worktop, complete in all respects. | Carcass & shutters 12 Sft board per Rft = 0.375 sheet | Rft | Lahore | 2026-09-27 | 4671 | 950.7 | 0 | 0 | 412.5 | 6034.2 | 482.736 | 603.42 | 0 | 7120 | 712000 | Market-derived + assumptions | Low | 0 | See 09 SOURCE REGISTER (SRC-01…08) | 2026-04-25 to 2026-09-19 | see 09
FAC-CW-001 | Façade | Curtain wall | Unitized curtain wall | Supplying and installing unitized aluminium curtain wall with DGU, brackets, fire-stop and sealants, complete in all respects. | Vendor system rate; fire-stop 0.10 Rft/Sft; access by cradle | Sft | Lahore | 2026-09-27 | 4535 | 0 | 3.75 | 0 | 0 | 4538.75 | 363.1 | 453.875 | 0 | 5356 | 535600 | Market-derived + assumptions | Low | 0 | See 09 SOURCE REGISTER (SRC-01…08) | 2026-04-25 to 2026-09-19 | see 09
FAC-ACP-001 | Façade | Cladding | ACP cladding | Providing and fixing PVDF aluminium composite panel cladding on aluminium subframe with brackets, anchors and weather-seal, complete in all respects. | Panel 1.15 Sft/Sft (folds+waste); subframe 0.8 kg/Sft; brackets 0.25/Sft; 1 cartridge/40 Sft (assumptions) | Sft | Lahore | 2026-09-27 | 1713.625 | 93.45 | 3.75 | 0 | 0 | 1810.825 | 144.866 | 181.0825 | 0 | 2137 | 213700 | Market-derived + assumptions | Low | 0 | See 09 SOURCE REGISTER (SRC-01…08) | 2026-04-25 to 2026-09-19 | see 09
FAC-STN-001 | Façade | Cladding | Granite dry cladding | Providing and fixing 1.25" granite cladding with SS 316 anchors, open/sealed joints, complete in all respects. | Stone 1.07 Sft/Sft; anchors 1.0/Sft (4 per 2'x2' slab shared); 30 Sft/day | Sft | Lahore | 2026-09-27 | 1586.4807 | 124.6 | 3.75 | 0 | 0 | 1714.8307 | 137.1865 | 171.4831 | 0 | 2024 | 202400 | Market-derived + assumptions | Low | 0 | See 09 SOURCE REGISTER (SRC-01…08) | 2026-04-25 to 2026-09-19 | see 09
EXT-PAV-001 | External | Paving | Tuff tile on sand bed | Providing and laying grey tuff tiles on 2" compacted sand bed with sand-filled joints, compacted with plate compactor, complete in all respects; edge restraint measured separately. | Tile 1.03 Sft/Sft; Ravi sand 0.1667 ft × 1.20; 1 mason + 2 helpers 300 Sft/day | Sft | Lahore | 2026-09-27 | 160.4021 | 17.5867 | 0.33523 | 0 | 10.5 | 188.824 | 15.1059 | 18.8824 | 0 | 223 | 22300 | Market-derived + assumptions | Medium | 0 | See 09 SOURCE REGISTER (SRC-01…08) | 2026-04-25 to 2026-09-19 | see 09
EXT-KRB-001 | External | Kerbs | Precast kerb | Providing and laying precast concrete kerb on 1:4:8 PCC bedding and haunching, pointed in 1:3 mortar, complete in all respects. | PCC 0.25 cft/Rft (nominal 1:4:8 materials); 60 Rft/day | Rft | Lahore | 2026-09-27 | 468.5 | 87.9333 | 0 | 0 | 23.425 | 579.8583 | 46.3887 | 57.9858 | 0 | 684 | 68400 | Market-derived + assumptions | Low | 0 | See 09 SOURCE REGISTER (SRC-01…08) | 2026-04-25 to 2026-09-19 | see 09
EXT-RD-001 | External | Roads | Granular subbase | Providing, laying and compacting granular subbase in 6" layers to 98% MDD, complete in all respects. | 1.25 cft loose per cft compacted; roller 3,000 cft/day | cft | Lahore | 2026-09-27 | 126.029 | 1.538 | 2.011 | 0 | 0 | 129.578 | 10.3662 | 12.9578 | 0 | 153 | 15300 | Market-derived + assumptions | Low | 0 | See 09 SOURCE REGISTER (SRC-01…08) | 2026-04-25 to 2026-09-19 | see 09
EXT-RD-002 | External | Roads | Asphalt 2" wearing course | Providing and laying 2" asphaltic concrete wearing course incl. tack coat, compacted, complete in all respects. | Sub-contract supply & lay rate | Sft | Lahore | 2026-09-27 | 142.31 | 0 | 0 | 0 | 0 | 142.31 | 11.3848 | 14.231 | 0 | 168 | 16800 | Market-derived + assumptions | Low | 0 | See 09 SOURCE REGISTER (SRC-01…08) | 2026-04-25 to 2026-09-19 | see 09
EXT-DRN-001 | External | Drainage | Brick manhole 3'x3'x5' | Constructing brick manhole 3'x3' internal, 5' deep, 9" walls in 1:6 on 6" PCC 1:4:8 base, ½" plaster 1:3 inside, with cover and frame, complete in all respects; excavation measured separately. | Walls 4×3.75×0.75×5 = 56.25 cft; base 5.25×5.25×0.5 = 13.78 cft; plaster 4×3×5+9 = 69 Sft | Nos | Lahore | 2026-09-27 | 30534.8319 | 15828 | 0 | 0 | 1019.4424 | 47382.2743 | 3790.5819 | 4738.2274 | 0 | 55911 | 5591100 | Market-derived + assumptions | Medium | 0 | See 09 SOURCE REGISTER (SRC-01…08) | 2026-04-25 to 2026-09-19 | see 09
EXT-LND-001 | External | Landscaping | Grass turfing | Providing and laying grass turf on prepared ground, watered and maintained till establishment, complete in all respects. | 1 helper 500 Sft/day | Sft | Lahore | 2026-09-27 | 9.45 | 3.076 | 0 | 0 | 0 | 12.526 | 1.0021 | 1.2526 | 0 | 15 | 1500 | Market-derived + assumptions | Low | 0 | See 09 SOURCE REGISTER (SRC-01…08) | 2026-04-25 to 2026-09-19 | see 09
PLB-PPR-075 | Plumbing | Water supply | PPR PN-20 1/2" | Providing and fixing PPR PN-20 pipe 1/2" with fusion-welded fittings and clamps, concealed or exposed, pressure-tested, complete in all respects. | Fittings per Rft: elbow 0.15, socket 1/13.12, tee 0.08 (assumptions); fittings column mapping to verify | Rft | Lahore | 2026-09-27 | 151.5413 | 91.9556 | 0 | 0 | 4.9375 | 248.4343 | 19.8747 | 24.8434 | 0 | 293 | 29300 | INCOMPLETE – 1 blank/old input(s) | Low | 1 | See 09 SOURCE REGISTER (SRC-01…08) | 2026-04-25 to 2026-09-19 | see 09
PLB-PPR-100 | Plumbing | Water supply | PPR PN-20 3/4" | Providing and fixing PPR PN-20 pipe 3/4" with fusion-welded fittings and clamps, concealed or exposed, pressure-tested, complete in all respects. | Fittings per Rft: elbow 0.15, socket 1/13.12, tee 0.08 (assumptions); fittings column mapping to verify | Rft | Lahore | 2026-09-27 | 203.2428 | 91.9556 | 0 | 0 | 7.269 | 302.4673 | 24.1974 | 30.2467 | 0 | 357 | 35700 | INCOMPLETE – 1 blank/old input(s) | Low | 1 | See 09 SOURCE REGISTER (SRC-01…08) | 2026-04-25 to 2026-09-19 | see 09
PLB-PPR-125 | Plumbing | Water supply | PPR PN-20 1" | Providing and fixing PPR PN-20 pipe 1" with fusion-welded fittings and clamps, concealed or exposed, pressure-tested, complete in all respects. | Fittings per Rft: elbow 0.15, socket 1/13.12, tee 0.08 (assumptions); fittings column mapping to verify | Rft | Lahore | 2026-09-27 | 313.6295 | 91.9556 | 0 | 0 | 12.1305 | 417.7155 | 33.4172 | 41.7716 | 0 | 493 | 49300 | INCOMPLETE – 1 blank/old input(s) | Low | 1 | See 09 SOURCE REGISTER (SRC-01…08) | 2026-04-25 to 2026-09-19 | see 09
PLB-PPR-150 | Plumbing | Water supply | PPR PN-20 1-1/4" | Providing and fixing PPR PN-20 pipe 1-1/4" with fusion-welded fittings and clamps, concealed or exposed, pressure-tested, complete in all respects. | Fittings per Rft: elbow 0.15, socket 1/13.12, tee 0.08 (assumptions); fittings column mapping to verify | Rft | Lahore | 2026-09-27 | 456.6937 | 118.2286 | 0 | 0 | 18.348 | 593.2703 | 47.4616 | 59.327 | 0 | 700 | 70000 | INCOMPLETE – 1 blank/old input(s) | Low | 1 | See 09 SOURCE REGISTER (SRC-01…08) | 2026-04-25 to 2026-09-19 | see 09
PLB-PPR-175 | Plumbing | Water supply | PPR PN-20 1-1/2" | Providing and fixing PPR PN-20 pipe 1-1/2" with fusion-welded fittings and clamps, concealed or exposed, pressure-tested, complete in all respects. | Fittings per Rft: elbow 0.15, socket 1/13.12, tee 0.08 (assumptions); fittings column mapping to verify | Rft | Lahore | 2026-09-27 | 738.7055 | 118.2286 | 0 | 0 | 29.1525 | 886.0866 | 70.8869 | 88.6087 | 0 | 1046 | 104600 | INCOMPLETE – 1 blank/old input(s) | Low | 1 | See 09 SOURCE REGISTER (SRC-01…08) | 2026-04-25 to 2026-09-19 | see 09
PLB-PPR-200 | Plumbing | Water supply | PPR PN-20 2" | Providing and fixing PPR PN-20 pipe 2" with fusion-welded fittings and clamps, concealed or exposed, pressure-tested, complete in all respects. | Fittings per Rft: elbow 0.15, socket 1/13.12, tee 0.08 (assumptions); fittings column mapping to verify | Rft | Lahore | 2026-09-27 | 1201.078 | 118.2286 | 0 | 0 | 47.8815 | 1367.188 | 109.375 | 136.7188 | 0 | 1613 | 161300 | INCOMPLETE – 1 blank/old input(s) | Low | 1 | See 09 SOURCE REGISTER (SRC-01…08) | 2026-04-25 to 2026-09-19 | see 09
PLB-PPR-250 | Plumbing | Water supply | PPR PN-20 2-1/2" | Providing and fixing PPR PN-20 pipe 2-1/2" with fusion-welded fittings and clamps, concealed or exposed, pressure-tested, complete in all respects. | Fittings per Rft: elbow 0.15, socket 1/13.12, tee 0.08 (assumptions); fittings column mapping to verify | Rft | Lahore | 2026-09-27 | 1756.6404 | 165.52 | 0 | 0 | 67.3425 | 1989.5029 | 159.1602 | 198.9503 | 0 | 2348 | 234800 | INCOMPLETE – 1 blank/old input(s) | Low | 1 | See 09 SOURCE REGISTER (SRC-01…08) | 2026-04-25 to 2026-09-19 | see 09
PLB-PPR-300 | Plumbing | Water supply | PPR PN-20 3" | Providing and fixing PPR PN-20 pipe 3" with fusion-welded fittings and clamps, concealed or exposed, pressure-tested, complete in all respects. | Fittings per Rft: elbow 0.15, socket 1/13.12, tee 0.08 (assumptions); fittings column mapping to verify | Rft | Lahore | 2026-09-27 | 2680.9892 | 206.9 | 0 | 0 | 99.36 | 2987.2492 | 238.9799 | 298.7249 | 0 | 3525 | 352500 | INCOMPLETE – 1 blank/old input(s) | Low | 1 | See 09 SOURCE REGISTER (SRC-01…08) | 2026-04-25 to 2026-09-19 | see 09
PLB-PPR-400 | Plumbing | Water supply | PPR PN-20 4" | Providing and fixing PPR PN-20 pipe 4" with fusion-welded fittings and clamps, concealed or exposed, pressure-tested, complete in all respects. | Fittings per Rft: elbow 0.15, socket 1/13.12, tee 0.08 (assumptions); fittings column mapping to verify | Rft | Lahore | 2026-09-27 | 4125.8067 | 243.4118 | 0 | 0 | 141.8775 | 4511.096 | 360.8877 | 451.1096 | 0 | 5323 | 532300 | INCOMPLETE – 1 blank/old input(s) | Low | 1 | See 09 SOURCE REGISTER (SRC-01…08) | 2026-04-25 to 2026-09-19 | see 09
PLB-SWV-200 | Plumbing | Drainage | uPVC SWV 2" | Providing and fixing uPVC soil/waste/vent pipe 2" to BS EN 1329 with solvent-welded fittings and clamps, tested, complete in all respects. | Fittings 0.10 elbow + 0.08 tee per Rft; solvent 0.005 kg/Rft; 60 Rft/day (assumptions) | Rft | Lahore | 2026-09-27 | 219.5556 | 118.2286 | 0 | 0 | 8 | 345.7842 | 27.6627 | 34.5784 | 0 | 408 | 40800 | INCOMPLETE – 1 blank/old input(s) | Low | 1 | See 09 SOURCE REGISTER (SRC-01…08) | 2026-04-25 to 2026-09-19 | see 09
PLB-SWV-300 | Plumbing | Drainage | uPVC SWV 3" | Providing and fixing uPVC soil/waste/vent pipe 3" to BS EN 1329 with solvent-welded fittings and clamps, tested, complete in all respects. | Fittings 0.10 elbow + 0.08 tee per Rft; solvent 0.005 kg/Rft; 60 Rft/day (assumptions) | Rft | Lahore | 2026-09-27 | 363.5556 | 258.625 | 0 | 0 | 15.2 | 637.3806 | 50.9904 | 63.7381 | 0 | 752 | 75200 | INCOMPLETE – 1 blank/old input(s) | Low | 1 | See 09 SOURCE REGISTER (SRC-01…08) | 2026-04-25 to 2026-09-19 | see 09
PLB-SWV-400 | Plumbing | Drainage | uPVC SWV 4" | Providing and fixing uPVC soil/waste/vent pipe 4" to BS EN 1329 with solvent-welded fittings and clamps, tested, complete in all respects. | Fittings 0.10 elbow + 0.08 tee per Rft; solvent 0.005 kg/Rft; 60 Rft/day (assumptions) | Rft | Lahore | 2026-09-27 | 674.575 | 275.8667 | 0 | 0 | 24.85 | 975.2917 | 78.0233 | 97.5292 | 0 | 1151 | 115100 | INCOMPLETE – 1 blank/old input(s) | Low | 1 | See 09 SOURCE REGISTER (SRC-01…08) | 2026-04-25 to 2026-09-19 | see 09
PLB-FIX-001 | Plumbing | Fixtures | WC floor-mounted | Supplying and fixing floor-mounted WC with cistern and seat, connected to supply and drainage, complete in all respects. | PC rate fixture | Nos | Lahore | 2026-09-27 | 31896 | 4985.5422 | 0 | 0 | 0 | 36881.5422 | 2950.5234 | 3688.1542 | 0 | 43520 | 4352000 | Market-derived + assumptions | Low | 0 | See 09 SOURCE REGISTER (SRC-01…08) | 2026-04-25 to 2026-09-19 | see 09
PLB-FIX-002 | Plumbing | Fixtures | Wash basin with mixer | Supplying and fixing wash basin with pedestal and mixer, bottle trap and connections, complete in all respects. | PC rate fixture | Nos | Lahore | 2026-09-27 | 16364 | 4597.7778 | 0 | 0 | 0 | 20961.7778 | 1676.9422 | 2096.1778 | 0 | 24735 | 2473500 | Market-derived + assumptions | Low | 0 | See 09 SOURCE REGISTER (SRC-01…08) | 2026-04-25 to 2026-09-19 | see 09
FF-PIP-100 | Fire fighting | Piping | Black steel Sch-40 1" | Providing and installing black steel Sch-40 pipe 1" for fire-fighting with fittings, hangers and red enamel, hydro-tested, complete in all respects. | 40 Rft/day pipe fitter + helper (assumption) | Rft | Lahore | 2026-09-27 | 489.0975 | 179.913 | 0 | 0 | 15.48 | 684.4905 | 54.7592 | 68.4491 | 0 | 808 | 80800 | INCOMPLETE – 2 blank/old input(s) | Low | 2 | See 09 SOURCE REGISTER (SRC-01…08) | 2026-04-25 to 2026-09-19 | see 09
FF-PIP-200 | Fire fighting | Piping | Black steel Sch-40 2" | Providing and installing black steel Sch-40 pipe 2" for fire-fighting with fittings, hangers and red enamel, hydro-tested, complete in all respects. | 40 Rft/day pipe fitter + helper (assumption) | Rft | Lahore | 2026-09-27 | 996.7575 | 295.5714 | 0 | 0 | 32.596 | 1324.9249 | 105.994 | 132.4925 | 0 | 1563 | 156300 | INCOMPLETE – 2 blank/old input(s) | Low | 2 | See 09 SOURCE REGISTER (SRC-01…08) | 2026-04-25 to 2026-09-19 | see 09
FF-PIP-400 | Fire fighting | Piping | Black steel Sch-40 4" grooved | Providing and installing black steel Sch-40 pipe 4" grooved for fire-fighting with fittings, hangers and red enamel, hydro-tested, complete in all respects. | 40 Rft/day pipe fitter + helper (assumption) | Rft | Lahore | 2026-09-27 | 2816.0075 | 551.7333 | 0 | 0 | 93.933 | 3461.6738 | 276.9339 | 346.1674 | 0 | 4085 | 408500 | INCOMPLETE – 2 blank/old input(s) | Low | 2 | See 09 SOURCE REGISTER (SRC-01…08) | 2026-04-25 to 2026-09-19 | see 09
FF-SPL-001 | Fire fighting | Sprinklers | Pendent sprinkler incl. drop | Supplying and installing pendent sprinkler head with 1" drop (avg 3 Rft), complete in all respects. | Drop 3 Rft of 1" pipe | Nos | Lahore | 2026-09-27 | 2863.8 | 713.4483 | 0 | 0 | 0 | 3577.2483 | 286.1799 | 357.7248 | 0 | 4221 | 422100 | INCOMPLETE – 1 blank/old input(s) | Low | 1 | See 09 SOURCE REGISTER (SRC-01…08) | 2026-04-25 to 2026-09-19 | see 09
FF-HR-001 | Fire fighting | Hose reels | Hose reel cabinet | Supplying and installing hose reel cabinet complete with reel, valve and nozzle, complete in all respects. | Vendor supply | Nos | Lahore | 2026-09-27 | 103085 | 2069 | 0 | 0 | 0 | 105154 | 8412.32 | 10515.4 | 0 | 124082 | 12408200 | Market-derived + assumptions | Low | 0 | See 09 SOURCE REGISTER (SRC-01…08) | 2026-04-25 to 2026-09-19 | see 09
ELE-CND-075 | Electrical | Conduits | uPVC conduit 3/4" concealed | Providing and laying uPVC conduit 3/4" concealed in walls/slabs including chasing and making good, sockets and bends, complete in all respects. | 1 socket per 10 ft length; 1 bend per 10 Rft; 100 Rft/day incl. chasing (assumption) | Rft | Lahore | 2026-09-27 | 48.58 | 43.38 | 0 | 0 | 2.2 | 94.16 | 7.5328 | 9.416 | 0 | 111 | 11100 | Market-derived + assumptions | Low | 0 | See 09 SOURCE REGISTER (SRC-01…08) | 2026-04-25 to 2026-09-19 | see 09
ELE-CND-100 | Electrical | Conduits | uPVC conduit 1" concealed | Providing and laying uPVC conduit 1" concealed in walls/slabs including chasing and making good, sockets and bends, complete in all respects. | 1 socket per 10 ft length; 1 bend per 10 Rft; 100 Rft/day incl. chasing (assumption) | Rft | Lahore | 2026-09-27 | 67.1 | 43.38 | 0 | 0 | 3.02 | 113.5 | 9.08 | 11.35 | 0 | 134 | 13400 | Market-derived + assumptions | Low | 0 | See 09 SOURCE REGISTER (SRC-01…08) | 2026-04-25 to 2026-09-19 | see 09
ELE-CBL-329 | Electrical | Wiring | Wire 3/.029 in conduit | Providing and drawing single-core PVC copper wire 3/.029 (BS-2004) in conduit, complete in all respects. | 800 Rft/day (assumption) | Rft | Lahore | 2026-09-27 | 25.56 | 5.4225 | 0 | 0 | 0.7668 | 31.7493 | 2.5399 | 3.1749 | 0 | 37 | 3700 | Market-derived + assumptions | Medium | 0 | See 09 SOURCE REGISTER (SRC-01…08) | 2026-04-25 to 2026-09-19 | see 09
ELE-CBL-729 | Electrical | Wiring | Wire 7/.029 in conduit | Providing and drawing single-core PVC copper wire 7/.029 (BS-2004) in conduit, complete in all respects. | 800 Rft/day (assumption) | Rft | Lahore | 2026-09-27 | 39.66 | 5.4225 | 0 | 0 | 1.1898 | 46.2723 | 3.7018 | 4.6272 | 0 | 55 | 5500 | Market-derived + assumptions | Medium | 0 | See 09 SOURCE REGISTER (SRC-01…08) | 2026-04-25 to 2026-09-19 | see 09
ELE-CBL-744 | Electrical | Wiring | Wire 7/.044 in conduit | Providing and drawing single-core PVC copper wire 7/.044 (BS-2004) in conduit, complete in all respects. | 800 Rft/day (assumption) | Rft | Lahore | 2026-09-27 | 63.19 | 5.4225 | 0 | 0 | 1.8957 | 70.5082 | 5.6407 | 7.0508 | 0 | 83 | 8300 | Market-derived + assumptions | Medium | 0 | See 09 SOURCE REGISTER (SRC-01…08) | 2026-04-25 to 2026-09-19 | see 09
ELE-PNT-001 | Electrical | Points | Light point complete | Wiring a light point with 3/.029 wires (phase, neutral, earth) in 3/4" uPVC conduit, avg 25 Rft run, with switch, boxes, complete in all respects. | Conduit 25 Rft; wire 3×25 = 75 Rft | Nos | Lahore | 2026-09-27 | 3650 | 1084.5 | 0 | 0 | 112.51 | 4847.01 | 387.7608 | 484.701 | 0 | 5719 | 571900 | Market-derived + assumptions | Low | 0 | See 09 SOURCE REGISTER (SRC-01…08) | 2026-04-25 to 2026-09-19 | see 09
ELE-PNT-002 | Electrical | Points | 15A power point complete | Wiring a 15A power point with 7/.029 wires in 3/4" uPVC conduit, avg 30 Rft run, with socket and box, complete in all respects. | Conduit 30 Rft; wire 3×30 = 90 Rft | Nos | Lahore | 2026-09-27 | 6070.4 | 1301.4 | 0 | 0 | 173.082 | 7544.882 | 603.5906 | 754.4882 | 0 | 8903 | 890300 | Market-derived + assumptions | Low | 0 | See 09 SOURCE REGISTER (SRC-01…08) | 2026-04-25 to 2026-09-19 | see 09
ELE-ERT-001 | Electrical | Earthing | Earth pit | Constructing earth pit with copper electrode, GI pipe, earth-enhancing compound and inspection chamber, tested, complete in all respects. | Materials as set | Nos | Lahore | 2026-09-27 | 43731.2 | 5876 | 0 | 0 | 0 | 49607.2 | 3968.576 | 4960.72 | 0 | 58536 | 5853600 | Market-derived + assumptions | Low | 0 | See 09 SOURCE REGISTER (SRC-01…08) | 2026-04-25 to 2026-09-19 | see 09
ELE-DB-001 | Electrical | Distribution | DB supply & install | Supplying and installing populated distribution board, terminated and tested, complete in all respects. | Vendor supply | Nos | Lahore | 2026-09-27 | 59777.62 | 4338 | 0 | 0 | 0 | 64115.62 | 5129.2496 | 6411.562 | 0 | 75656 | 7565600 | INCOMPLETE – 1 blank/old input(s) | Low | 1 | See 09 SOURCE REGISTER (SRC-01…08) | 2026-04-25 to 2026-09-19 | see 09
ELV-CCTV-001 | ELV | CCTV | IP camera point | Supplying and installing IP camera with Cat-6 cable in 3/4" conduit (avg 100 Rft), terminated and configured, complete in all respects. | Conduit 100 Rft; Cat-6 100 Rft | Nos | Lahore | 2026-09-27 | 19241 | 2169 | 0 | 0 | 389.23 | 21799.23 | 1743.9384 | 2179.923 | 0 | 25723 | 2572300 | Market-derived + assumptions | Low | 0 | See 09 SOURCE REGISTER (SRC-01…08) | 2026-04-25 to 2026-09-19 | see 09
LS-FA-001 | Life safety | Fire alarm | Smoke detector point | Supplying and installing addressable smoke detector with base, fire-rated cable in 3/4" conduit (avg 30 Rft), tested, complete in all respects. | Conduit 30 Rft; FR cable 30 Rft | Nos | Lahore | 2026-09-27 | 12990 | 1084.5 | 0 | 0 | 183.9 | 14258.4 | 1140.672 | 1425.84 | 0 | 16825 | 1682500 | Market-derived + assumptions | Low | 0 | See 09 SOURCE REGISTER (SRC-01…08) | 2026-04-25 to 2026-09-19 | see 09
MEP-HVAC-001 | HVAC | Ductwork | GI rectangular duct | Fabricating and installing GI rectangular ductwork with joints, sealant and hangers, measured on duct surface area, complete in all respects. | GI 0.60 kg/Sft incl. seams (assumption); hangers 0.10/Sft; 50 Sft/day | Sft | Lahore | 2026-09-27 | 228.776 | 86.76 | 0 | 0 | 10.35 | 325.886 | 26.0709 | 32.5886 | 0 | 385 | 38500 | Market-derived + assumptions | Low | 0 | See 09 SOURCE REGISTER (SRC-01…08) | 2026-04-25 to 2026-09-19 | see 09
MEP-HVAC-002 | HVAC | Insulation | Duct insulation 1" | Providing and fixing 1" duct insulation with foil facing, taped joints, complete in all respects. | 150 Sft/day | Sft | Lahore | 2026-09-27 | 360.69 | 58.6216 | 0 | 0 | 0 | 419.3116 | 33.5449 | 41.9312 | 0 | 495 | 49500 | Market-derived + assumptions | Low | 0 | See 09 SOURCE REGISTER (SRC-01…08) | 2026-04-25 to 2026-09-19 | see 09
MEP-HVAC-003 | HVAC | Split units | Split AC 1.5 ton | Supplying and installing 1.5-ton inverter split AC with 15 Rft insulated copper pipe pair, drain and brackets, commissioned, complete in all respects. | Copper 15 Rft; drain 15 Rft of 3/4" PPR | Nos | Lahore | 2026-09-27 | 142190.85 | 4338 | 0 | 0 | 109.035 | 146637.885 | 11731.0308 | 14663.7885 | 0 | 173033 | 17303300 | Market-derived + assumptions | Low | 0 | See 09 SOURCE REGISTER (SRC-01…08) | 2026-04-25 to 2026-09-19 | see 09
LFT-001 | Lifts | Passenger lifts | Passenger lift (vendor) | Supplying, installing, testing and commissioning passenger lift per specification, complete in all respects. | Vendor-priced only – no build-up fabricated | Nos | Lahore | 2026-09-27 | 8500000 | 0 | 0 | 0 | 0 | 8500000 | 680000 | 850000 | 0 | 10030000 | 1003000000 | Market-derived + assumptions | Low | 0 | See 09 SOURCE REGISTER (SRC-01…08) | 2026-04-25 to 2026-09-19 | see 09
MISC-RLG-001 | Misc | Railings | SS 304 handrail | Providing and fixing SS 304 handrail 2" dia on SS posts @4 ft, welded and polished, complete in all respects. | Posts 0.25/Rft; 15 Rft/day | Rft | Lahore | 2026-09-27 | 2920.45 | 249.2 | 0 | 0 | 0 | 3169.65 | 253.572 | 316.965 | 0 | 3740 | 374000 | Market-derived + assumptions | Low | 0 | See 09 SOURCE REGISTER (SRC-01…08) | 2026-04-25 to 2026-09-19 | see 09
MISC-GLB-001 | Misc | Balustrades | Glass balustrade | Providing and fixing 1/2" toughened glass balustrade 3'-6" high in SS spigots, complete in all respects. | Glass 3.5 Sft/Rft; spigots 0.5/Rft; 10 Rft/day | Rft | Lahore | 2026-09-27 | 6000.015 | 0 | 0 | 0 | 0 | 6000.015 | 480.0012 | 600.0015 | 0 | 7080 | 708000 | Market-derived + assumptions | Low | 0 | See 09 SOURCE REGISTER (SRC-01…08) | 2026-04-25 to 2026-09-19 | see 09
ELE-CND-050 | Electrical | Conduits | uPVC conduit 1/2" | Providing and laying uPVC conduit 1/2" concealed/exposed including sockets, bends, saddles and making good, complete in all respects. | 1 socket & 1 bend per 10 Rft; 120 Rft/day | Rft | Lahore | 2026-09-27 | 35.74 | 36.15 | 0 | 0 | 1.62 | 73.51 | 5.8808 | 7.351 | 0 | 87 | 8700 | Market-derived + assumptions | Low | 0 | See 09 SOURCE REGISTER (SRC-01…08) | 2026-04-25 to 2026-09-19 | see 09
ELE-CND-125 | Electrical | Conduits | uPVC conduit 1-1/4" | Providing and laying uPVC conduit 1-1/4" concealed/exposed including sockets, bends, saddles and making good, complete in all respects. | 1 socket & 1 bend per 10 Rft; 70 Rft/day | Rft | Lahore | 2026-09-27 | 100.4 | 61.9714 | 0 | 0 | 4.23 | 166.6014 | 13.3281 | 16.6601 | 0 | 197 | 19700 | Market-derived + assumptions | Low | 0 | See 09 SOURCE REGISTER (SRC-01…08) | 2026-04-25 to 2026-09-19 | see 09
ELE-CND-150 | Electrical | Conduits | uPVC conduit 1-1/2" | Providing and laying uPVC conduit 1-1/2" concealed/exposed including sockets, bends, saddles and making good, complete in all respects. | 1 socket & 1 bend per 10 Rft; 70 Rft/day | Rft | Lahore | 2026-09-27 | 138.6 | 61.9714 | 0 | 0 | 5.85 | 206.4214 | 16.5137 | 20.6421 | 0 | 244 | 24400 | Market-derived + assumptions | Low | 0 | See 09 SOURCE REGISTER (SRC-01…08) | 2026-04-25 to 2026-09-19 | see 09
ELE-CND-200 | Electrical | Conduits | uPVC conduit 2" | Providing and laying uPVC conduit 2" concealed/exposed including sockets, bends, saddles and making good, complete in all respects. | 1 socket & 1 bend per 10 Rft; 70 Rft/day | Rft | Lahore | 2026-09-27 | 208.2 | 61.9714 | 0 | 0 | 8.775 | 278.9464 | 22.3157 | 27.8946 | 0 | 329 | 32900 | Market-derived + assumptions | Low | 0 | See 09 SOURCE REGISTER (SRC-01…08) | 2026-04-25 to 2026-09-19 | see 09
FIN-FLR-005 | Finishes | Flooring | Vinyl / SPC plank | Providing and laying vinyl/SPC plank flooring of approved make over levelled screed, including adhesive/underlay as required and trims, complete in all respects. | Plank 1.07 Sft/Sft; adhesive 0.03 kg/Sft (glue-down); 250 Sft/day | Sft | Lahore | 2026-09-27 | 246 | 16.152 | 0 | 0 | 15.75 | 277.902 | 22.2322 | 27.7902 | 0 | 328 | 32800 | Market-derived + assumptions | Medium | 0 | See 09 SOURCE REGISTER (SRC-01…08) | 2026-04-25 to 2026-09-19 | see 09
FIN-FLR-006 | Finishes | Flooring | Laminate | Providing and laying floating laminate flooring on foam underlay with trims, complete in all respects. | Laminate 1.07 Sft/Sft; underlay 1.05; 250 Sft/day | Sft | Lahore | 2026-09-27 | 350 | 16.152 | 0 | 0 | 24.5 | 390.652 | 31.2522 | 39.0652 | 0 | 461 | 46100 | Market-derived + assumptions | Medium | 0 | See 09 SOURCE REGISTER (SRC-01…08) | 2026-04-25 to 2026-09-19 | see 09
FIN-FLR-007 | Finishes | Flooring | Epoxy self-levelling | Providing and applying epoxy self-levelling floor system (primer, body coat, top coat) over prepared concrete, complete in all respects. | Total 0.35 kg/Sft (assumption – per data sheet); 400 Sft/day; benchmark installed Rs250–600/Sft (SRC-28) | Sft | Lahore | 2026-09-27 | 200 | 0 | 0 | 0 | 0 | 200 | 16 | 20 | 0 | 236 | 23600 | Market-derived + assumptions | Low | 0 | See 09 SOURCE REGISTER (SRC-01…08) | 2026-04-25 to 2026-09-19 | see 09
FIN-SKT-001 | Finishes | Flooring | Porcelain skirting 4" | Providing and fixing 4" high porcelain tile skirting on adhesive with grouting, complete in all respects. | 0.333 Sft tile per Rft; adhesive 1/270 bag per Rft; 150 Rft/day | Rft | Lahore | 2026-09-27 | 75.0044 | 26.92 | 0 | 0 | 4.8718 | 106.7962 | 8.5437 | 10.6796 | 0 | 126 | 12600 | Market-derived + assumptions | Medium | 0 | See 09 SOURCE REGISTER (SRC-01…08) | 2026-04-25 to 2026-09-19 | see 09
FIN-PLS-003 | Finishes | Plaster | 3/4" external 1:4 | Providing and applying 0.75" thick cement sand plaster 1:4 to external elevations (one face), including curing; scaffold/cradle measured separately, complete in all respects. | Thickness 0.0625 ft + 20%; dry factor 1.30 | Sft | Lahore | 2026-09-27 | 30.81 | 46.1 | 0 | 0 | 0.8034 | 77.7134 | 6.2171 | 7.7713 | 0 | 92 | 9200 | Market-derived + assumptions | Medium | 0 | See 09 SOURCE REGISTER (SRC-01…08) | 2026-04-25 to 2026-09-19 | see 09
FIN-PLS-004 | Finishes | Plaster | 3/8" ceiling 1:3 | Providing and applying 0.375" thick cement sand plaster 1:3 to RCC ceilings/soffits, including hacking and curing, complete in all respects. | Thickness 0.0312 ft + 20%; dry factor 1.30 | Sft | Lahore | 2026-09-27 | 18.2812 | 40.9778 | 0 | 0 | 0.45338 | 59.7124 | 4.777 | 5.9712 | 0 | 70 | 7000 | Market-derived + assumptions | Medium | 0 | See 09 SOURCE REGISTER (SRC-01…08) | 2026-04-25 to 2026-09-19 | see 09
FIN-SCR-004 | Finishes | Screed | 1" screed 1:3 | Providing and laying 1" thick cement sand screed 1:3 to floors, including bonding slurry and curing, complete in all respects. | Thickness 0.0833 ft + 5% | Sft | Lahore | 2026-09-27 | 42.6392 | 45.8783 | 0 | 0 | 1.0575 | 89.5749 | 7.166 | 8.9575 | 0 | 106 | 10600 | Market-derived + assumptions | Medium | 0 | See 09 SOURCE REGISTER (SRC-01…08) | 2026-04-25 to 2026-09-19 | see 09
CIV-MAS-006 | Civil | Masonry | Brick 9" foundation 1:4 | Providing and laying first class burnt brick masonry in foundation and plinth in cement sand mortar 1:4, complete in all respects. | 13.5 bricks/cft; wet mortar 0.25 cft/cft | cft | Lahore | 2026-09-27 | 338.95 | 81.9455 | 0 | 0 | 14.4905 | 435.386 | 34.8309 | 43.5386 | 0 | 514 | 51400 | Market-derived + assumptions | Medium | 0 | See 09 SOURCE REGISTER (SRC-01…08) | 2026-04-25 to 2026-09-19 | see 09
CIV-CON-019 | Civil | PCC / Lean concrete | Nominal 1:3:6 | Providing and laying plain cement concrete 1:3:6 (nominal, site-mixed) in blinding/sub-base, including compacting and curing, complete in all respects. | Dry factor 1.54; 1 bag = 1.25 cft | cft | Lahore | 2026-09-27 | 399.8555 | 142.85 | 23.3333 | 0 | 14.0448 | 580.0836 | 46.4067 | 58.0084 | 0 | 684 | 68400 | Market-derived + assumptions | Medium | 0 | See 09 SOURCE REGISTER (SRC-01…08) | 2026-04-25 to 2026-09-19 | see 09
CIV-FWK-005 | Civil | Formwork | Staircase | Providing, erecting and stripping plywood formwork to staircase waist soffit, risers and stringers incl. props, complete in all respects; contact area. | As CIV-FWK series | Sft | Lahore | 2026-09-27 | 54.5158 | 39.38 | 10 | 0 | 2.8646 | 106.7604 | 8.5408 | 10.676 | 0 | 126 | 12600 | Market-derived + assumptions | Low | 0 | See 09 SOURCE REGISTER (SRC-01…08) | 2026-04-25 to 2026-09-19 | see 09
CIV-FWK-006 | Civil | Formwork | Foundation sides | Providing, erecting and stripping plywood formwork to sides of footings, rafts and ground beams, complete in all respects; contact area. | As CIV-FWK series | Sft | Lahore | 2026-09-27 | 54.5158 | 30.2923 | 0 | 0 | 2.8646 | 87.6727 | 7.0138 | 8.7673 | 0 | 103 | 10300 | Market-derived + assumptions | Low | 0 | See 09 SOURCE REGISTER (SRC-01…08) | 2026-04-25 to 2026-09-19 | see 09
CIV-RFT-002 | Civil | Reinforcement | Gr.60 per ton | Providing, cutting, bending and fixing Grade 60 reinforcement, per ton (1,000 kg), complete in all respects. | Same basis as CIV-RFT-001 × 1,000 kg | ton | Lahore | 2026-09-27 | 245450 | 11077.7778 | 0 | 0 | 7260 | 263787.7778 | 21103.0222 | 26378.7778 | 0 | 311270 | 31127000 | Market-derived + assumptions | Medium | 0 | See 09 SOURCE REGISTER (SRC-01…08) | 2026-04-25 to 2026-09-19 | see 09
CIV-CON-020 | Civil | Concrete | RMC 4000 PSI (GRN) | Providing and placing ready-mix concrete 4000 PSI from approved plant, pumped, compacted and cured, complete in all respects; excluding reinforcement and formwork. | Ready-mix per GRN (Lahore), wastage W_RMC; pump per GRN; ground-floor base | cft | Lahore | 2026-09-27 | 337.25 | 93.5742 | 29.7845 | 0 | 6.745 | 467.3537 | 37.3883 | 46.7354 | 0 | 551 | 55100 | Market-derived + assumptions | High | 0 | See 09 SOURCE REGISTER (SRC-01…08) | 2026-04-25 to 2026-09-19 | see 09 | Cross-check for lab-mix site-batched rates.
CIV-CON-021 | Civil | Concrete | RMC 4500 PSI (GRN) | Providing and placing ready-mix concrete 4500 PSI from approved plant, pumped, compacted and cured, complete in all respects; excluding reinforcement and formwork. | Ready-mix per GRN (Lahore), wastage W_RMC; pump per GRN; ground-floor base | cft | Lahore | 2026-09-27 | 331.31 | 93.5742 | 29.7845 | 0 | 6.6262 | 461.2949 | 36.9036 | 46.1295 | 0 | 544 | 54400 | Market-derived + assumptions | High | 0 | See 09 SOURCE REGISTER (SRC-01…08) | 2026-04-25 to 2026-09-19 | see 09 | Cross-check for lab-mix site-batched rates.
CIV-CON-022 | Civil | Concrete | RMC 6500 PSI (GRN) | Providing and placing ready-mix concrete 6500 PSI from approved plant, pumped, compacted and cured, complete in all respects; excluding reinforcement and formwork. | Ready-mix per GRN (Lahore), wastage W_RMC; pump per GRN; ground-floor base | cft | Lahore | 2026-09-27 | 427.58 | 93.5742 | 29.7845 | 0 | 8.5516 | 559.4903 | 44.7592 | 55.949 | 0 | 660 | 66000 | Market-derived + assumptions | High | 0 | See 09 SOURCE REGISTER (SRC-01…08) | 2026-04-25 to 2026-09-19 | see 09 | Cross-check for lab-mix site-batched rates.
CIV-CON-023 | Civil | PCC / Lean concrete | RMC Lean (GRN) | Providing and placing ready-mix concrete Lean from approved plant, pumped, compacted and cured, complete in all respects; excluding reinforcement and formwork. | Ready-mix per GRN (Lahore), wastage W_RMC; pump per GRN; ground-floor base | cft | Lahore | 2026-09-27 | 270.03 | 93.5742 | 29.7845 | 0 | 5.4006 | 398.7893 | 31.9031 | 39.8789 | 0 | 471 | 47100 | Market-derived + assumptions | High | 0 | See 09 SOURCE REGISTER (SRC-01…08) | 2026-04-25 to 2026-09-19 | see 09 | Cross-check for lab-mix site-batched rates.
CIV-CON-024 | Civil | Concrete | Extra-over | Extra labour over RCC items for placing concrete in 2nd and subsequent storeys, complete in all respects. | Extra-over item – add to the base item for work at the stated level; labour only | cft | Lahore | 2026-09-27 | 0 | 60.9 | 0 | 0 | 0 | 60.9 | 4.872 | 6.09 | 0 | 72 | 7200 | Market-derived + assumptions | Medium | 0 | See 09 SOURCE REGISTER (SRC-46..48) and resource notes | 2026-09-27 | see 09 | Rev07 new item. Punjab MRS Ch.6 item 6(f). Covers the lift the base items (ground-floor basis) leave out.
CIV-MAS-007 | Civil | Masonry | Extra-over | Extra labour over brick masonry for work in 1st floor, complete in all respects. | Extra-over item – add to the base item for work at the stated level; labour only | cft | Lahore | 2026-09-27 | 0 | 17.9345 | 0 | 0 | 0 | 17.9345 | 1.4348 | 1.7934 | 0 | 21 | 2100 | Market-derived + assumptions | Medium | 0 | See 09 SOURCE REGISTER (SRC-46..48) and resource notes | 2026-09-27 | see 09 | Rev07 new item. Punjab MRS Ch.7 item 6(i).
CIV-MAS-008 | Civil | Masonry | Extra-over | Extra labour over brick masonry for work in 2nd floor, complete in all respects. | Extra-over item – add to the base item for work at the stated level; labour only | cft | Lahore | 2026-09-27 | 0 | 40.269 | 0 | 0 | 0 | 40.269 | 3.2215 | 4.0269 | 0 | 48 | 4800 | Market-derived + assumptions | Medium | 0 | See 09 SOURCE REGISTER (SRC-46..48) and resource notes | 2026-09-27 | see 09 | Rev07 new item. Punjab MRS Ch.7 item 6(ii).
CIV-MAS-009 | Civil | Masonry | Extra-over | Extra labour over brick masonry for work in 3rd floor, complete in all respects. | Extra-over item – add to the base item for work at the stated level; labour only | cft | Lahore | 2026-09-27 | 0 | 62.603 | 0 | 0 | 0 | 62.603 | 5.0082 | 6.2603 | 0 | 74 | 7400 | Market-derived + assumptions | Medium | 0 | See 09 SOURCE REGISTER (SRC-46..48) and resource notes | 2026-09-27 | see 09 | Rev07 new item. Punjab MRS Ch.7 item 6(iii).
CIV-MAS-010 | Civil | Masonry | Extra-over | Extra labour over brick masonry for work in 4th floor, complete in all respects. | Extra-over item – add to the base item for work at the stated level; labour only | cft | Lahore | 2026-09-27 | 0 | 100.505 | 0 | 0 | 0 | 100.505 | 8.0404 | 10.0505 | 0 | 119 | 11900 | Market-derived + assumptions | Medium | 0 | See 09 SOURCE REGISTER (SRC-46..48) and resource notes | 2026-09-27 | see 09 | Rev07 new item. Punjab MRS Ch.7 item 6(iv).
CIV-MAS-011 | Civil | Masonry | Extra-over | Extra labour over brick masonry for each floor above the 4th floor (add per floor), complete in all respects. | Extra-over item – add to the base item for work at the stated level; labour only | cft | Lahore | 2026-09-27 | 0 | 10.7605 | 0 | 0 | 0 | 10.7605 | 0.86084 | 1.076 | 0 | 13 | 1300 | Market-derived + assumptions | Medium | 0 | See 09 SOURCE REGISTER (SRC-46..48) and resource notes | 2026-09-27 | see 09 | Rev07 new item. Punjab MRS Ch.7 item 6(v).
FIN-PLS-005 | Finishes | Plaster | Extra-over | Extra labour over cement plaster for work above 20 ft height, for each additional 10 ft or part, complete in all respects. | Extra-over item – add to the base item for work at the stated level; labour only | Sft | Lahore | 2026-09-27 | 0 | 6.5945 | 0 | 0 | 0 | 6.5945 | 0.52756 | 0.65945 | 0 | 8 | 800 | Market-derived + assumptions | Medium | 0 | See 09 SOURCE REGISTER (SRC-46..48) and resource notes | 2026-09-27 | see 09 | Rev07 new item. Punjab MRS Ch.11 item 29.
FIN-FLR-008 | Finishes | Flooring | Extra-over | Extra labour over tile / stone / mosaic flooring for each storey above ground, complete in all respects. | Extra-over item – add to the base item for work at the stated level; labour only | Sft | Lahore | 2026-09-27 | 0 | 12.181 | 0 | 0 | 0 | 12.181 | 0.97448 | 1.2181 | 0 | 14 | 1400 | Market-derived + assumptions | Medium | 0 | See 09 SOURCE REGISTER (SRC-46..48) and resource notes | 2026-09-27 | see 09 | Rev07 new item. Punjab MRS Ch.10 item 19.
PLB-HDPE-110 | MEP | Drainage | HDPE 110 mm | Providing and fixing HDPE PN-10 pipe 110 mm with butt-fusion elbows and tees and clamps, tested, complete in all respects. | Materials from Quadrangle GRNs (Plasco, 2024–2025); fitting frequency as the PPR items | Rft | Lahore | 2026-09-27 | 555.975 | 243.4118 | 0 | 0 | 18.2 | 817.5868 | 65.4069 | 81.7587 | 0 | 965 | 96500 | INCOMPLETE – 4 blank/old input(s) | Low | 4 | See 09 SOURCE REGISTER (SRC-46..48) and resource notes | 2026-09-27 | see 09 | Rev07 new item. GRNs dated 2024–2025 (>12 months) – reconfirm. Butt-fusion machine hire not priced.
FF-LV-001 | MEP | Fire fighting | Landing valve | Supplying and installing 2½" flanged landing valve with blank cap, connected and tested, complete in all respects. | Quadrangle GRN RCP (Elite Fire & Safety), 21-Oct-2024 | Nos | Lahore | 2026-09-27 | 44179 | 2069 | 0 | 0 | 0 | 46248 | 3699.84 | 4624.8 | 0 | 54573 | 5457300 | INCOMPLETE – 1 blank/old input(s) | Low | 1 | See 09 SOURCE REGISTER (SRC-46..48) and resource notes | 2026-09-27 | see 09 | Rev07 new item. GRN dated Oct-2024 (>12 months) – reconfirm. Labour as the workbook's hose-reel assumption.
MISC-SGN-001 | Misc | Signage | 3D acrylic | Supplying and fixing 3D acrylic-letter signage board, measured on board face area, complete in all respects. | Quadrangle GRN (Latitude Advertising), 16-Jan-2023: 15 ft × 4.5 ft board = 67.5 Sft | Sft | Lahore | 2026-09-27 | 2075.0074 | 0 | 0 | 0 | 0 | 2075.0074 | 166.0006 | 207.5007 | 0 | 2449 | 244900 | INCOMPLETE – 1 blank/old input(s) | Low | 1 | See 09 SOURCE REGISTER (SRC-46..48) and resource notes | 2026-09-27 | see 09 | Rev07 new item. GRN dated Jan-2023 (>3 years) – indicative only, re-quote.
PRE-GEN-003 | Prelims | General | Mobilization | Mobilization and demobilization of plant, equipment, staff and temporary facilities, complete in all respects. | Vendor / sub-contract supply & install – enter a dated quotation in 16 RFQ | Job | Lahore | 2026-09-27 | 500000 | 0 | 0 | 0 | 0 | 500000 | 40000 | 50000 | 0 | 590000 | 59000000 | Market-derived + assumptions | Low | 0 | See 09 SOURCE REGISTER (SRC-46..48) and resource notes | 2026-09-27 | see 09 | Rev07 new item. INCOMPLETE until quoted: no dated Pakistan price found (web search 27-Sep-2026).
PRE-GEN-004 | Prelims | General | Site establishment | Providing, maintaining and removing site office, stores, labour welfare and security cabin, complete in all respects. | Vendor / sub-contract supply & install – enter a dated quotation in 16 RFQ | Job | Lahore | 2026-09-27 | 1500000 | 0 | 0 | 0 | 0 | 1500000 | 120000 | 150000 | 0 | 1770000 | 177000000 | Market-derived + assumptions | Low | 0 | See 09 SOURCE REGISTER (SRC-46..48) and resource notes | 2026-09-27 | see 09 | Rev07 new item. INCOMPLETE until quoted: no dated Pakistan price found (web search 27-Sep-2026).
PRE-GEN-005 | Prelims | General | Temporary services | Providing and running temporary water and electricity supply for construction, per month, complete in all respects. | Vendor / sub-contract supply & install – enter a dated quotation in 16 RFQ | Month | Lahore | 2026-09-27 | 150000 | 0 | 0 | 0 | 0 | 150000 | 12000 | 15000 | 0 | 177000 | 17700000 | Market-derived + assumptions | Low | 0 | See 09 SOURCE REGISTER (SRC-46..48) and resource notes | 2026-09-27 | see 09 | Rev07 new item. INCOMPLETE until quoted: no dated Pakistan price found (web search 27-Sep-2026). Diesel is on GRN (DIESEL 392/Ltr, Phoenix RCP-311, 28-Aug-2026) if a genset build-up is preferred.
PRE-GEN-006 | Prelims | General | Testing | Sampling, curing and testing concrete cylinders / cubes (set of 3) at an approved laboratory, complete in all respects. | Vendor / sub-contract supply & install – enter a dated quotation in 16 RFQ | Nos | Lahore | 2026-09-27 | 4500 | 0 | 0 | 0 | 0 | 4500 | 360 | 450 | 0 | 5310 | 531000 | Market-derived + assumptions | Low | 0 | See 09 SOURCE REGISTER (SRC-46..48) and resource notes | 2026-09-27 | see 09 | Rev07 new item. INCOMPLETE until quoted: no dated Pakistan price found (web search 27-Sep-2026).
PRE-GEN-007 | Prelims | General | Cleaning | Final builder's cleaning of floors, walls, glazing and fixtures before handover, complete in all respects. | Vendor / sub-contract supply & install – enter a dated quotation in 16 RFQ | Sft | Lahore | 2026-09-27 | 6 | 0 | 0 | 0 | 0 | 6 | 0.48 | 0.6 | 0 | 7 | 700 | Market-derived + assumptions | Low | 0 | See 09 SOURCE REGISTER (SRC-46..48) and resource notes | 2026-09-27 | see 09 | Rev07 new item. INCOMPLETE until quoted: no dated Pakistan price found (web search 27-Sep-2026).
FIN-CLG-003 | Finishes | Ceilings | Fire-rated | Providing and fixing concealed-grid suspended ceiling of ½" fire-rated gypsum board on GI frame, taped and jointed, complete in all respects. | Vendor / sub-contract supply & install – enter a dated quotation in 16 RFQ | Sft | Lahore | 2026-09-27 | 224.91 | 39.5867 | 0 | 0 | 0 | 264.4967 | 21.1597 | 26.4497 | 0 | 312 | 31200 | Market-derived + assumptions | Low | 0 | See 09 SOURCE REGISTER (SRC-46..48) and resource notes | 2026-09-27 | see 09 | Rev07 new item. INCOMPLETE until quoted: no dated Pakistan price found (web search 27-Sep-2026). Material line is material only; labour from PR-CLG (MRS-checked).
FIN-CLG-004 | Finishes | Ceilings | Metal ceiling | Providing and fixing aluminium clip-in / lay-in metal ceiling tiles 2'×2' on suspended grid, complete in all respects. | Vendor / sub-contract supply & install – enter a dated quotation in 16 RFQ | Sft | Lahore | 2026-09-27 | 450 | 0 | 0 | 0 | 0 | 450 | 36 | 45 | 0 | 531 | 53100 | Market-derived + assumptions | Low | 0 | See 09 SOURCE REGISTER (SRC-46..48) and resource notes | 2026-09-27 | see 09 | Rev07 new item. INCOMPLETE until quoted: no dated Pakistan price found (web search 27-Sep-2026).
FIN-CLG-005 | Finishes | Ceilings | Access panel | Providing and fixing 2'×2' access panel in gypsum ceiling with frame and push-latch, complete in all respects. | Vendor / sub-contract supply & install – enter a dated quotation in 16 RFQ | Nos | Lahore | 2026-09-27 | 6500 | 0 | 0 | 0 | 0 | 6500 | 520 | 650 | 0 | 7670 | 767000 | Market-derived + assumptions | Low | 0 | See 09 SOURCE REGISTER (SRC-46..48) and resource notes | 2026-09-27 | see 09 | Rev07 new item. INCOMPLETE until quoted: no dated Pakistan price found (web search 27-Sep-2026).
FIN-FLR-009 | Finishes | Flooring | Carpet | Providing and laying carpet tiles on adhesive over levelled screed, complete in all respects. | Vendor / sub-contract supply & install – enter a dated quotation in 16 RFQ | Sft | Lahore | 2026-09-27 | 350 | 0 | 0 | 0 | 0 | 350 | 28 | 35 | 0 | 413 | 41300 | Market-derived + assumptions | Low | 0 | See 09 SOURCE REGISTER (SRC-46..48) and resource notes | 2026-09-27 | see 09 | Rev07 new item. INCOMPLETE until quoted: no dated Pakistan price found (web search 27-Sep-2026).
FIN-WAL-003 | Finishes | Wall finishes | Wallpaper | Providing and fixing vinyl wallpaper on prepared plastered walls, complete in all respects. | Vendor / sub-contract supply & install – enter a dated quotation in 16 RFQ | Sft | Lahore | 2026-09-27 | 180 | 0 | 0 | 0 | 0 | 180 | 14.4 | 18 | 0 | 212 | 21200 | Market-derived + assumptions | Low | 0 | See 09 SOURCE REGISTER (SRC-46..48) and resource notes | 2026-09-27 | see 09 | Rev07 new item. INCOMPLETE until quoted: no dated Pakistan price found (web search 27-Sep-2026).
FIN-WAL-004 | Finishes | Wall finishes | Acoustic | Providing and fixing acoustic wall panels on framing, complete in all respects. | Vendor / sub-contract supply & install – enter a dated quotation in 16 RFQ | Sft | Lahore | 2026-09-27 | 900 | 0 | 0 | 0 | 0 | 900 | 72 | 90 | 0 | 1062 | 106200 | Market-derived + assumptions | Low | 0 | See 09 SOURCE REGISTER (SRC-46..48) and resource notes | 2026-09-27 | see 09 | Rev07 new item. INCOMPLETE until quoted: no dated Pakistan price found (web search 27-Sep-2026).
FIN-DOR-003 | Finishes | Doors | Glass door | Supplying and installing 12 mm toughened glass door 3'×7' with patch fittings, floor spring and handle, complete in all respects. | Vendor / sub-contract supply & install – enter a dated quotation in 16 RFQ | Nos | Lahore | 2026-09-27 | 120000 | 0 | 0 | 0 | 0 | 120000 | 9600 | 12000 | 0 | 141600 | 14160000 | Market-derived + assumptions | Low | 0 | See 09 SOURCE REGISTER (SRC-46..48) and resource notes | 2026-09-27 | see 09 | Rev07 new item. INCOMPLETE until quoted: no dated Pakistan price found (web search 27-Sep-2026).
FAC-GRC-001 | Façade | Cladding | GRC | Supplying and fixing GRC façade panels with stainless fixings, complete in all respects. | Vendor / sub-contract supply & install – enter a dated quotation in 16 RFQ | Sft | Lahore | 2026-09-27 | 1200 | 0 | 0 | 0 | 0 | 1200 | 96 | 120 | 0 | 1416 | 141600 | Market-derived + assumptions | Low | 0 | See 09 SOURCE REGISTER (SRC-46..48) and resource notes | 2026-09-27 | see 09 | Rev07 new item. INCOMPLETE until quoted: no dated Pakistan price found (web search 27-Sep-2026).
FAC-EIFS-001 | Façade | Cladding | EIFS | Providing and applying EIFS insulated render system on external walls, complete in all respects. | Vendor / sub-contract supply & install – enter a dated quotation in 16 RFQ | Sft | Lahore | 2026-09-27 | 650 | 0 | 0 | 0 | 0 | 650 | 52 | 65 | 0 | 767 | 76700 | Market-derived + assumptions | Low | 0 | See 09 SOURCE REGISTER (SRC-46..48) and resource notes | 2026-09-27 | see 09 | Rev07 new item. INCOMPLETE until quoted: no dated Pakistan price found (web search 27-Sep-2026).
FAC-CNP-001 | Façade | Canopy | Canopy | Supplying and installing steel-framed glass entrance canopy, measured on plan area, complete in all respects. | Vendor / sub-contract supply & install – enter a dated quotation in 16 RFQ | Sft | Lahore | 2026-09-27 | 3500 | 0 | 0 | 0 | 0 | 3500 | 280 | 350 | 0 | 4130 | 413000 | Market-derived + assumptions | Low | 0 | See 09 SOURCE REGISTER (SRC-46..48) and resource notes | 2026-09-27 | see 09 | Rev07 new item. INCOMPLETE until quoted: no dated Pakistan price found (web search 27-Sep-2026).
FAC-SKY-001 | Façade | Skylight | Skylight | Supplying and installing skylight glazing on aluminium frame with flashings, complete in all respects. | Vendor / sub-contract supply & install – enter a dated quotation in 16 RFQ | Sft | Lahore | 2026-09-27 | 2500 | 0 | 0 | 0 | 0 | 2500 | 200 | 250 | 0 | 2950 | 295000 | Market-derived + assumptions | Low | 0 | See 09 SOURCE REGISTER (SRC-46..48) and resource notes | 2026-09-27 | see 09 | Rev07 new item. INCOMPLETE until quoted: no dated Pakistan price found (web search 27-Sep-2026).
PLB-URN-001 | MEP | Fixtures | Urinal | Supplying and fixing wall-hung urinal with flush valve, trap and connections, complete in all respects. | Vendor / sub-contract supply & install – enter a dated quotation in 16 RFQ | Nos | Lahore | 2026-09-27 | 25000 | 4597.7778 | 0 | 0 | 0 | 29597.7778 | 2367.8222 | 2959.7778 | 0 | 34925 | 3492500 | Market-derived + assumptions | Low | 0 | See 09 SOURCE REGISTER (SRC-46..48) and resource notes | 2026-09-27 | see 09 | Rev07 new item. INCOMPLETE until quoted: no dated Pakistan price found (web search 27-Sep-2026). Material line is supply only; labour from PR-WB (MAK-checked).
PLB-CPVC-100 | MEP | Water supply | CPVC | Providing and fixing CPVC SDR-11 pipe ¾" with solvent-welded fittings and clamps, tested, complete in all respects. | Vendor / sub-contract supply & install – enter a dated quotation in 16 RFQ | Rft | Lahore | 2026-09-27 | 180 | 91.9556 | 0 | 0 | 0 | 271.9556 | 21.7564 | 27.1956 | 0 | 321 | 32100 | Market-derived + assumptions | Low | 0 | See 09 SOURCE REGISTER (SRC-46..48) and resource notes | 2026-09-27 | see 09 | Rev07 new item. INCOMPLETE until quoted: no dated Pakistan price found (web search 27-Sep-2026). Material line is supply only; labour from PR-PPR-S (MAK-checked).
ELV-ACS-001 | MEP | ELV | Access control | Supplying, installing and commissioning access control on one door (reader, maglock, exit button, controller share, cabling), complete in all respects. | Vendor / sub-contract supply & install – enter a dated quotation in 16 RFQ | Nos | Lahore | 2026-09-27 | 85000 | 0 | 0 | 0 | 0 | 85000 | 6800 | 8500 | 0 | 100300 | 10030000 | Market-derived + assumptions | Low | 0 | See 09 SOURCE REGISTER (SRC-46..48) and resource notes | 2026-09-27 | see 09 | Rev07 new item. INCOMPLETE until quoted: no dated Pakistan price found (web search 27-Sep-2026).
LS-FST-001 | MEP | Life safety | Fire stopping | Providing and applying fire-stop sealant / smoke seal at slab edges and service penetrations, complete in all respects. | Vendor / sub-contract supply & install – enter a dated quotation in 16 RFQ | Rft | Lahore | 2026-09-27 | 350 | 0 | 0 | 0 | 0 | 350 | 28 | 35 | 0 | 413 | 41300 | Market-derived + assumptions | Low | 0 | See 09 SOURCE REGISTER (SRC-46..48) and resource notes | 2026-09-27 | see 09 | Rev07 new item. INCOMPLETE until quoted: no dated Pakistan price found (web search 27-Sep-2026).
LFT-002 | MEP | Lifts | Escalator | Supplying, installing, testing and commissioning escalator per specification, complete in all respects. | Vendor / sub-contract supply & install – enter a dated quotation in 16 RFQ | Nos | Lahore | 2026-09-27 | 22000000 | 0 | 0 | 0 | 0 | 22000000 | 1760000 | 2200000 | 0 | 25960000 | 2596000000 | Market-derived + assumptions | Low | 0 | See 09 SOURCE REGISTER (SRC-46..48) and resource notes | 2026-09-27 | see 09 | Rev07 new item. INCOMPLETE until quoted: no dated Pakistan price found (web search 27-Sep-2026).
EXT-IRR-001 | External | Landscaping | Irrigation | Providing and installing drip / sprinkler irrigation system for landscaped areas, complete in all respects. | Vendor / sub-contract supply & install – enter a dated quotation in 16 RFQ | Sft | Lahore | 2026-09-27 | 80 | 0 | 0 | 0 | 0 | 80 | 6.4 | 8 | 0 | 94 | 9400 | Market-derived + assumptions | Low | 0 | See 09 SOURCE REGISTER (SRC-46..48) and resource notes | 2026-09-27 | see 09 | Rev07 new item. INCOMPLETE until quoted: no dated Pakistan price found (web search 27-Sep-2026).
MEP-HVAC-004 | MEP | HVAC | VRF | Supplying and installing VRF air-conditioning system (outdoor and indoor units, refrigerant piping, controls), per TR, complete in all respects. | Vendor / sub-contract supply & install – enter a dated quotation in 16 RFQ | TR | Lahore | 2026-09-27 | 300000 | 0 | 0 | 0 | 0 | 300000 | 24000 | 30000 | 0 | 354000 | 35400000 | Market-derived + assumptions | Low | 0 | See 09 SOURCE REGISTER (SRC-46..48) and resource notes | 2026-09-27 | see 09 | Rev07 new item. INCOMPLETE until quoted: no dated Pakistan price found (web search 27-Sep-2026).
ELE-MDB-001 | MEP | Electrical | MDB | Supplying and installing main distribution board with incomer, outgoing breakers, metering and busbars per SLD, complete in all respects. | Vendor / sub-contract supply & install – enter a dated quotation in 16 RFQ | Nos | Lahore | 2026-09-27 | 2000000 | 0 | 0 | 0 | 0 | 2000000 | 160000 | 200000 | 0 | 2360000 | 236000000 | Market-derived + assumptions | Low | 0 | See 09 SOURCE REGISTER (SRC-46..48) and resource notes | 2026-09-27 | see 09 | Rev07 new item. INCOMPLETE until quoted: no dated Pakistan price found (web search 27-Sep-2026).

## 04 DETAILED RATE ANALYSIS
04 · DETAILED RATE ANALYSIS
Amount = Adjusted Qty × Base Rate; Adjusted Qty = Consumption × (1 + Wastage). Base rates are live lookups from 05/06/07.
CIV-CON-001 | Providing and laying 5000 PSI concrete (Lab ACI 211.1 – 5000 PSI (W/C 0.34); mix per Image 1 – ACI 211.1 lab sheet) in structural members, including batching, placing, compacting and curing, complete in all respects; excluding reinforcement and formwork measured separately. | [7 empty] | Unit: cft
Item Code | Component | Resource Code | Description | Unit | Consumption / unit | Base Rate PKR | Wastage % | Adjusted Qty | Amount PKR | Input flag
CIV-CON-001 | Material | MAT-CEM-OPC | OPC | bag | 0.31148 | 1575 | 2% | 0.31771 | 500.3964
CIV-CON-001 | Material | MAT-CRS-SGD | C/Agg 3/4"–1/2" Sargodha | cft | 0.2789 | 185 | 5% | 0.29285 | 54.1766
CIV-CON-001 | Material | MAT-CRS-SGD | C/Agg 1/2"–3/16" Sargodha | cft | 0.41835 | 185 | 5% | 0.43927 | 81.265
CIV-CON-001 | Material | MAT-SND-LWP | Sand Lawrencepur | cft | 0.40757 | 240 | 5% | 0.42795 | 102.7076
CIV-CON-001 | Material | MAT-ADM-SP | Sika-520BA / Vertex G-880 @1.2 L/100 kg | kg | 0.21775 | 185 | 2% | 0.22211 | 41.0903 | OLD RATE
CIV-CON-001 | Material | MAT-WTR | Water | litre | 5.2952 | 0.686 | 0% | 5.2952 | 3.6325
CIV-CON-001 | Labour | LAB-MSN | Mason – PR-RCC crew | day | 0.01 | 2200 | 0% | 0.01 | 22
CIV-CON-001 | Labour | LAB-HLP | Helpers – PR-RCC crew | day | 0.08 | 1538 | 0% | 0.08 | 123.04
CIV-CON-001 | Equipment | EQ-VIB | Needle vibrator (1 per crew-day) | day | 0.01 | 227 | 0% | 0.01 | 2.27
CIV-CON-001 | Equipment | EQ-MIX | Concrete mixer (site-batched; for plant supply use RMC items CIV-CON-020..023) | day | 0.01 | 3500 | 0% | 0.01 | 35
CIV-CON-001 | Equipment | EQ-PUMP | Concrete pump – ground-floor base (set 0 if chute/manual) | cft | 1 | 28.32 | 0% | 1 | 28.32
|  |  | Material – net (excl. wastage) | [5 empty] | 761.3106
|  |  | Material – wastage | [5 empty] | 21.9578
|  |  | Material total | [5 empty] | 783.2685
|  |  | Labour total | [5 empty] | 145.04
|  |  | Equipment total | [5 empty] | 65.59
|  |  | Transport / handling total | [5 empty] | 0
|  |  | DIRECT COST | [5 empty] | 993.8985
|  |  | Site overheads @ OH_Site | [5 empty] | 29.817
|  |  | Head-office overheads @ OH_HO | [5 empty] | 49.6949
|  |  | Profit @ Profit | [5 empty] | 99.3898
|  |  | Rate excl. tax | [5 empty] | 1172.8002
|  |  | Sales tax (only if Tax_On = Yes) | [5 empty] | 0
|  |  | FINAL RATE per cft (rounded) | [5 empty] | 1173
|  |  | Blank / old (red) inputs in this analysis | [5 empty] | 1
CIV-CON-002 | Providing and laying 1000 PSI concrete (Lab – 1000 PSI (lean); mix per Image 2 – lab mix sheet) in sub-structure/PCC, including batching, placing, compacting and curing, complete in all respects; excluding reinforcement and formwork measured separately. | [7 empty] | Unit: cft
Item Code | Component | Resource Code | Description | Unit | Consumption / unit | Base Rate PKR | Wastage % | Adjusted Qty | Amount PKR | Input flag
CIV-CON-002 | Material | MAT-CEM-OPC | OPC | bag | 0.11327 | 1575 | 2% | 0.11553 | 181.9623
CIV-CON-002 | Material | MAT-CRS-MGL | 3/4" (lab: 20) crushed Margalla | cft | 0.43308 | 180 | 5% | 0.45473 | 81.8516
CIV-CON-002 | Material | MAT-CRS-MGL | 3/8" (lab: 10) crushed Margalla | cft | 0.27983 | 180 | 5% | 0.29383 | 52.8887
CIV-CON-002 | Material | MAT-SND-LWP | Sand Lawrencepur | cft | 0.53487 | 240 | 5% | 0.56161 | 134.7869
CIV-CON-002 | Material | MAT-WTR | Free water | litre | 5.9465 | 0.686 | 0% | 5.9465 | 4.0793
CIV-CON-002 | Labour | LAB-MSN | Mason – PR-PCC crew | day | 0.0125 | 2200 | 0% | 0.0125 | 27.5
CIV-CON-002 | Labour | LAB-HLP | Helpers – PR-PCC crew | day | 0.075 | 1538 | 0% | 0.075 | 115.35
CIV-CON-002 | Equipment | EQ-VIB | Needle vibrator (1 per crew-day) | day | 0.0125 | 227 | 0% | 0.0125 | 2.8375
CIV-CON-002 | Equipment | EQ-MIX | Concrete mixer (site-batched; for plant supply use RMC items CIV-CON-020..023) | day | 0.0125 | 3500 | 0% | 0.0125 | 43.75
CIV-CON-002 | Equipment | EQ-PUMP | Concrete pump – ground-floor base (set 0 if chute/manual) | cft | 1 | 28.32 | 0% | 1 | 28.32
|  |  | Material – net (excl. wastage) | [5 empty] | 439.1663
|  |  | Material – wastage | [5 empty] | 16.4025
|  |  | Material total | [5 empty] | 455.5688
|  |  | Labour total | [5 empty] | 142.85
|  |  | Equipment total | [5 empty] | 74.9075
|  |  | Transport / handling total | [5 empty] | 0
|  |  | DIRECT COST | [5 empty] | 673.3263
|  |  | Site overheads @ OH_Site | [5 empty] | 20.1998
|  |  | Head-office overheads @ OH_HO | [5 empty] | 33.6663
|  |  | Profit @ Profit | [5 empty] | 67.3326
|  |  | Rate excl. tax | [5 empty] | 794.5251
|  |  | Sales tax (only if Tax_On = Yes) | [5 empty] | 0
|  |  | FINAL RATE per cft (rounded) | [5 empty] | 795
|  |  | Blank / old (red) inputs in this analysis | [5 empty] | 0
CIV-CON-003 | Providing and laying 6000 PSI concrete (Lab – 6000 PSI (DHA Multan sheet); mix per Image 3 – lab mix sheet) in structural members, including batching, placing, compacting and curing, complete in all respects; excluding reinforcement and formwork measured separately. | [7 empty] | Unit: cft
Item Code | Component | Resource Code | Description | Unit | Consumption / unit | Base Rate PKR | Wastage % | Adjusted Qty | Amount PKR | Input flag
CIV-CON-003 | Material | MAT-CEM-OPC | OPC | bag | 0.31148 | 1575 | 2% | 0.31771 | 500.3964
CIV-CON-003 | Material | MAT-CRS-MGL | 3/4" (lab: 20) crushed Margalla | cft | 0.41842 | 180 | 5% | 0.43934 | 79.0812
CIV-CON-003 | Material | MAT-CRS-MGL | 3/8" (lab: 10) crushed Margalla | cft | 0.27717 | 180 | 5% | 0.29103 | 52.385
CIV-CON-003 | Material | MAT-SND-LWP | Sand Lawrencepur | cft | 0.37126 | 240 | 5% | 0.38982 | 93.558
CIV-CON-003 | Material | MAT-ADM-SP | Admixture-2 (product not named) | kg | 0.14158 | 185 | 2% | 0.14441 | 26.7167 | OLD RATE
CIV-CON-003 | Material | MAT-WTR | Free water | litre | 6.0031 | 0.686 | 0% | 6.0031 | 4.1181
CIV-CON-003 | Labour | LAB-MSN | Mason – PR-RCC crew | day | 0.01 | 2200 | 0% | 0.01 | 22
CIV-CON-003 | Labour | LAB-HLP | Helpers – PR-RCC crew | day | 0.08 | 1538 | 0% | 0.08 | 123.04
CIV-CON-003 | Equipment | EQ-VIB | Needle vibrator (1 per crew-day) | day | 0.01 | 227 | 0% | 0.01 | 2.27
CIV-CON-003 | Equipment | EQ-MIX | Concrete mixer (site-batched; for plant supply use RMC items CIV-CON-020..023) | day | 0.01 | 3500 | 0% | 0.01 | 35
CIV-CON-003 | Equipment | EQ-PUMP | Concrete pump – ground-floor base (set 0 if chute/manual) | cft | 1 | 28.32 | 0% | 1 | 28.32
|  |  | Material – net (excl. wastage) | [5 empty] | 735.2045
|  |  | Material – wastage | [5 empty] | 21.051
|  |  | Material total | [5 empty] | 756.2555
|  |  | Labour total | [5 empty] | 145.04
|  |  | Equipment total | [5 empty] | 65.59
|  |  | Transport / handling total | [5 empty] | 0
|  |  | DIRECT COST | [5 empty] | 966.8855
|  |  | Site overheads @ OH_Site | [5 empty] | 29.0066
|  |  | Head-office overheads @ OH_HO | [5 empty] | 48.3443
|  |  | Profit @ Profit | [5 empty] | 96.6885
|  |  | Rate excl. tax | [5 empty] | 1140.9248
|  |  | Sales tax (only if Tax_On = Yes) | [5 empty] | 0
|  |  | FINAL RATE per cft (rounded) | [5 empty] | 1141
|  |  | Blank / old (red) inputs in this analysis | [5 empty] | 1
CIV-CON-004 | Providing and laying 1:3:6 concrete (Lab – 1:3:6 ratio (PCC); mix per Image 5 – lab mix sheet) in sub-structure/PCC, including batching, placing, compacting and curing, complete in all respects; excluding reinforcement and formwork measured separately. | [7 empty] | Unit: cft
Item Code | Component | Resource Code | Description | Unit | Consumption / unit | Base Rate PKR | Wastage % | Adjusted Qty | Amount PKR | Input flag
CIV-CON-004 | Material | MAT-CEM-OPC | OPC | bag | 0.14158 | 1575 | 2% | 0.14441 | 227.4529
CIV-CON-004 | Material | MAT-CRS-MGL | 3/4" (lab: 20) crushed Margalla | cft | 0.42775 | 180 | 5% | 0.44913 | 80.8442
CIV-CON-004 | Material | MAT-CRS-MGL | 3/8" (lab: 10) crushed Margalla | cft | 0.27983 | 180 | 5% | 0.29383 | 52.8887
CIV-CON-004 | Material | MAT-SND-ZDP | Sand Zinda Pir | cft | 0.5097 | 70 | 5% | 0.53518 | 37.4628
CIV-CON-004 | Material | MAT-WTR | Free water | litre | 6.0314 | 0.686 | 0% | 6.0314 | 4.1376
CIV-CON-004 | Labour | LAB-MSN | Mason – PR-PCC crew | day | 0.0125 | 2200 | 0% | 0.0125 | 27.5
CIV-CON-004 | Labour | LAB-HLP | Helpers – PR-PCC crew | day | 0.075 | 1538 | 0% | 0.075 | 115.35
CIV-CON-004 | Equipment | EQ-VIB | Needle vibrator (1 per crew-day) | day | 0.0125 | 227 | 0% | 0.0125 | 2.8375
CIV-CON-004 | Equipment | EQ-MIX | Concrete mixer (site-batched; for plant supply use RMC items CIV-CON-020..023) | day | 0.0125 | 3500 | 0% | 0.0125 | 43.75
CIV-CON-004 | Equipment | EQ-PUMP | Concrete pump – ground-floor base (set 0 if chute/manual) | cft | 1 | 28.32 | 0% | 1 | 28.32
|  |  | Material – net (excl. wastage) | [5 empty] | 390.1742
|  |  | Material – wastage | [5 empty] | 12.612
|  |  | Material total | [5 empty] | 402.7862
|  |  | Labour total | [5 empty] | 142.85
|  |  | Equipment total | [5 empty] | 74.9075
|  |  | Transport / handling total | [5 empty] | 0
|  |  | DIRECT COST | [5 empty] | 620.5437
|  |  | Site overheads @ OH_Site | [5 empty] | 18.6163
|  |  | Head-office overheads @ OH_HO | [5 empty] | 31.0272
|  |  | Profit @ Profit | [5 empty] | 62.0544
|  |  | Rate excl. tax | [5 empty] | 732.2416
|  |  | Sales tax (only if Tax_On = Yes) | [5 empty] | 0
|  |  | FINAL RATE per cft (rounded) | [5 empty] | 732
|  |  | Blank / old (red) inputs in this analysis | [5 empty] | 0
CIV-CON-005 | Providing and laying 4500 PSI concrete (Lab – 4500 PSI; mix per Image 6 – lab mix sheet) in structural members, including batching, placing, compacting and curing, complete in all respects; excluding reinforcement and formwork measured separately. | [7 empty] | Unit: cft
Item Code | Component | Resource Code | Description | Unit | Consumption / unit | Base Rate PKR | Wastage % | Adjusted Qty | Amount PKR | Input flag
CIV-CON-005 | Material | MAT-CEM-OPC | OPC | bag | 0.26901 | 1575 | 2% | 0.27439 | 432.1606
CIV-CON-005 | Material | MAT-CRS-MGL | 3/4" (lab: 20) crushed Margalla | cft | 0.41975 | 180 | 5% | 0.44074 | 79.3331
CIV-CON-005 | Material | MAT-CRS-MGL | 3/8" (lab: 10) crushed Margalla | cft | 0.27983 | 180 | 5% | 0.29383 | 52.8887
CIV-CON-005 | Material | MAT-SND-LWP | Sand Lawrencepur | cft | 0.41657 | 240 | 5% | 0.4374 | 104.9752
CIV-CON-005 | Material | MAT-ADM-SP | Admixture-2 | kg | 0.13309 | 185 | 2% | 0.13575 | 25.1137 | OLD RATE
CIV-CON-005 | Material | MAT-WTR | Free water | litre | 5.8898 | 0.686 | 0% | 5.8898 | 4.0404
CIV-CON-005 | Labour | LAB-MSN | Mason – PR-RCC crew | day | 0.01 | 2200 | 0% | 0.01 | 22
CIV-CON-005 | Labour | LAB-HLP | Helpers – PR-RCC crew | day | 0.08 | 1538 | 0% | 0.08 | 123.04
CIV-CON-005 | Equipment | EQ-VIB | Needle vibrator (1 per crew-day) | day | 0.01 | 227 | 0% | 0.01 | 2.27
CIV-CON-005 | Equipment | EQ-MIX | Concrete mixer (site-batched; for plant supply use RMC items CIV-CON-020..023) | day | 0.01 | 3500 | 0% | 0.01 | 35
CIV-CON-005 | Equipment | EQ-PUMP | Concrete pump – ground-floor base (set 0 if chute/manual) | cft | 1 | 28.32 | 0% | 1 | 28.32
|  |  | Material – net (excl. wastage) | [5 empty] | 678.2504
|  |  | Material – wastage | [5 empty] | 20.2613
|  |  | Material total | [5 empty] | 698.5117
|  |  | Labour total | [5 empty] | 145.04
|  |  | Equipment total | [5 empty] | 65.59
|  |  | Transport / handling total | [5 empty] | 0
|  |  | DIRECT COST | [5 empty] | 909.1417
|  |  | Site overheads @ OH_Site | [5 empty] | 27.2743
|  |  | Head-office overheads @ OH_HO | [5 empty] | 45.4571
|  |  | Profit @ Profit | [5 empty] | 90.9142
|  |  | Rate excl. tax | [5 empty] | 1072.7872
|  |  | Sales tax (only if Tax_On = Yes) | [5 empty] | 0
|  |  | FINAL RATE per cft (rounded) | [5 empty] | 1073
|  |  | Blank / old (red) inputs in this analysis | [5 empty] | 1
CIV-CON-006 | Providing and laying 4000 PSI concrete (Lab – 4000 PSI; mix per Image 8 – lab mix sheet) in structural members, including batching, placing, compacting and curing, complete in all respects; excluding reinforcement and formwork measured separately. | [7 empty] | Unit: cft
Item Code | Component | Resource Code | Description | Unit | Consumption / unit | Base Rate PKR | Wastage % | Adjusted Qty | Amount PKR | Input flag
CIV-CON-006 | Material | MAT-CEM-OPC | OPC | bag | 0.25485 | 1575 | 2% | 0.25995 | 409.4153
CIV-CON-006 | Material | MAT-CRS-MGL | 3/4" (lab: 20) crushed Margalla | cft | 0.41975 | 180 | 5% | 0.44074 | 79.3331
CIV-CON-006 | Material | MAT-CRS-MGL | 3/8" (lab: 10) crushed Margalla | cft | 0.27983 | 180 | 5% | 0.29383 | 52.8887
CIV-CON-006 | Material | MAT-SND-LWP | Sand Lawrencepur | cft | 0.43419 | 240 | 5% | 0.4559 | 109.4153
CIV-CON-006 | Material | MAT-ADM-SP | Sika 512 PK | kg | 0.12176 | 185 | 2% | 0.1242 | 22.9764 | OLD RATE
CIV-CON-006 | Material | MAT-WTR | Free water | litre | 5.8332 | 0.686 | 0% | 5.8332 | 4.0016
CIV-CON-006 | Labour | LAB-MSN | Mason – PR-RCC crew | day | 0.01 | 2200 | 0% | 0.01 | 22
CIV-CON-006 | Labour | LAB-HLP | Helpers – PR-RCC crew | day | 0.08 | 1538 | 0% | 0.08 | 123.04
CIV-CON-006 | Equipment | EQ-VIB | Needle vibrator (1 per crew-day) | day | 0.01 | 227 | 0% | 0.01 | 2.27
CIV-CON-006 | Equipment | EQ-MIX | Concrete mixer (site-batched; for plant supply use RMC items CIV-CON-020..023) | day | 0.01 | 3500 | 0% | 0.01 | 35
CIV-CON-006 | Equipment | EQ-PUMP | Concrete pump – ground-floor base (set 0 if chute/manual) | cft | 1 | 28.32 | 0% | 1 | 28.32
|  |  | Material – net (excl. wastage) | [5 empty] | 658.0454
|  |  | Material – wastage | [5 empty] | 19.9848
|  |  | Material total | [5 empty] | 678.0302
|  |  | Labour total | [5 empty] | 145.04
|  |  | Equipment total | [5 empty] | 65.59
|  |  | Transport / handling total | [5 empty] | 0
|  |  | DIRECT COST | [5 empty] | 888.6602
|  |  | Site overheads @ OH_Site | [5 empty] | 26.6598
|  |  | Head-office overheads @ OH_HO | [5 empty] | 44.433
|  |  | Profit @ Profit | [5 empty] | 88.866
|  |  | Rate excl. tax | [5 empty] | 1048.6191
|  |  | Sales tax (only if Tax_On = Yes) | [5 empty] | 0
|  |  | FINAL RATE per cft (rounded) | [5 empty] | 1049
|  |  | Blank / old (red) inputs in this analysis | [5 empty] | 1
CIV-CON-007 | Providing and laying 1500 PSI concrete (ACI-211 batch sheet – 1500 PSI; mix per Image 4 – ACI-211 summary (QA/QC)) in sub-structure/PCC, including batching, placing, compacting and curing, complete in all respects; excluding reinforcement and formwork measured separately. | [7 empty] | Unit: cft
Item Code | Component | Resource Code | Description | Unit | Consumption / unit | Base Rate PKR | Wastage % | Adjusted Qty | Amount PKR | Input flag
CIV-CON-007 | Material | MAT-CEM-OPC | Cement | bag | 0.10194 | 1575 | 2% | 0.10398 | 163.7661
CIV-CON-007 | Material | MAT-SND-LWP | Sand (source not stated – Lawrencepur priced) | cft | 0.5097 | 240 | 5% | 0.53518 | 128.444
CIV-CON-007 | Material | MAT-CRS-MGL | Crush mix (1/2"+3/8"+2/8" combined) | cft | 0.81285 | 180 | 5% | 0.8535 | 153.6291
CIV-CON-007 | Material | MAT-WTR | Water | litre | 5.097 | 0.686 | 0% | 5.097 | 3.4965
CIV-CON-007 | Labour | LAB-MSN | Mason – PR-PCC crew | day | 0.0125 | 2200 | 0% | 0.0125 | 27.5
CIV-CON-007 | Labour | LAB-HLP | Helpers – PR-PCC crew | day | 0.075 | 1538 | 0% | 0.075 | 115.35
CIV-CON-007 | Equipment | EQ-VIB | Needle vibrator (1 per crew-day) | day | 0.0125 | 227 | 0% | 0.0125 | 2.8375
CIV-CON-007 | Equipment | EQ-MIX | Concrete mixer (site-batched; for plant supply use RMC items CIV-CON-020..023) | day | 0.0125 | 3500 | 0% | 0.0125 | 43.75
CIV-CON-007 | Equipment | EQ-PUMP | Concrete pump – ground-floor base (set 0 if chute/manual) | cft | 1 | 28.32 | 0% | 1 | 28.32
|  |  | Material – net (excl. wastage) | [5 empty] | 432.6926
|  |  | Material – wastage | [5 empty] | 16.6432
|  |  | Material total | [5 empty] | 449.3357
|  |  | Labour total | [5 empty] | 142.85
|  |  | Equipment total | [5 empty] | 74.9075
|  |  | Transport / handling total | [5 empty] | 0
|  |  | DIRECT COST | [5 empty] | 667.0932
|  |  | Site overheads @ OH_Site | [5 empty] | 20.0128
|  |  | Head-office overheads @ OH_HO | [5 empty] | 33.3547
|  |  | Profit @ Profit | [5 empty] | 66.7093
|  |  | Rate excl. tax | [5 empty] | 787.17
|  |  | Sales tax (only if Tax_On = Yes) | [5 empty] | 0
|  |  | FINAL RATE per cft (rounded) | [5 empty] | 787
|  |  | Blank / old (red) inputs in this analysis | [5 empty] | 0
CIV-CON-008 | Providing and laying 4000 PSI concrete (ACI-211 batch sheet – 4000 PSI; mix per Image 4 – ACI-211 summary) in structural members, including batching, placing, compacting and curing, complete in all respects; excluding reinforcement and formwork measured separately. | [7 empty] | Unit: cft
Item Code | Component | Resource Code | Description | Unit | Consumption / unit | Base Rate PKR | Wastage % | Adjusted Qty | Amount PKR | Input flag
CIV-CON-008 | Material | MAT-CEM-OPC | Cement | bag | 0.19822 | 1575 | 2% | 0.20218 | 318.4341
CIV-CON-008 | Material | MAT-SND-LWP | Sand (Lawrencepur priced) | cft | 0.49082 | 240 | 5% | 0.51536 | 123.6868
CIV-CON-008 | Material | MAT-CRS-MGL | Crush 1/2" | cft | 0.26118 | 180 | 5% | 0.27424 | 49.3628
CIV-CON-008 | Material | MAT-CRS-MGL | Crush 3/8" | cft | 0.36645 | 180 | 5% | 0.38477 | 69.259
CIV-CON-008 | Material | MAT-CRS-MGL | Crush 2/8" | cft | 0.10993 | 180 | 5% | 0.11543 | 20.7777
CIV-CON-008 | Material | MAT-ADM-SP | Admixture | kg | 0.13026 | 185 | 2% | 0.13286 | 24.5794 | OLD RATE
CIV-CON-008 | Material | MAT-WTR | Water | litre | 4.5307 | 0.686 | 0% | 4.5307 | 3.108
CIV-CON-008 | Labour | LAB-MSN | Mason – PR-RCC crew | day | 0.01 | 2200 | 0% | 0.01 | 22
CIV-CON-008 | Labour | LAB-HLP | Helpers – PR-RCC crew | day | 0.08 | 1538 | 0% | 0.08 | 123.04
CIV-CON-008 | Equipment | EQ-VIB | Needle vibrator (1 per crew-day) | day | 0.01 | 227 | 0% | 0.01 | 2.27
CIV-CON-008 | Equipment | EQ-MIX | Concrete mixer (site-batched; for plant supply use RMC items CIV-CON-020..023) | day | 0.01 | 3500 | 0% | 0.01 | 35
CIV-CON-008 | Equipment | EQ-PUMP | Concrete pump – ground-floor base (set 0 if chute/manual) | cft | 1 | 28.32 | 0% | 1 | 28.32
|  |  | Material – net (excl. wastage) | [5 empty] | 589.9541
|  |  | Material – wastage | [5 empty] | 19.2537
|  |  | Material total | [5 empty] | 609.2078
|  |  | Labour total | [5 empty] | 145.04
|  |  | Equipment total | [5 empty] | 65.59
|  |  | Transport / handling total | [5 empty] | 0
|  |  | DIRECT COST | [5 empty] | 819.8378
|  |  | Site overheads @ OH_Site | [5 empty] | 24.5951
|  |  | Head-office overheads @ OH_HO | [5 empty] | 40.9919
|  |  | Profit @ Profit | [5 empty] | 81.9838
|  |  | Rate excl. tax | [5 empty] | 967.4086
|  |  | Sales tax (only if Tax_On = Yes) | [5 empty] | 0
|  |  | FINAL RATE per cft (rounded) | [5 empty] | 967
|  |  | Blank / old (red) inputs in this analysis | [5 empty] | 1
CIV-CON-009 | Providing and laying 4500 PSI concrete (ACI-211 batch sheet – 4500 PSI; mix per Image 4 – ACI-211 summary) in structural members, including batching, placing, compacting and curing, complete in all respects; excluding reinforcement and formwork measured separately. | [7 empty] | Unit: cft
Item Code | Component | Resource Code | Description | Unit | Consumption / unit | Base Rate PKR | Wastage % | Adjusted Qty | Amount PKR | Input flag
CIV-CON-009 | Material | MAT-CEM-OPC | Cement | bag | 0.22653 | 1575 | 2% | 0.23106 | 363.9247
CIV-CON-009 | Material | MAT-SND-LWP | Sand (Lawrencepur priced) | cft | 0.46565 | 240 | 5% | 0.48893 | 117.3439
CIV-CON-009 | Material | MAT-CRS-MGL | Crush 1/2" | cft | 0.22653 | 180 | 5% | 0.23786 | 42.8147
CIV-CON-009 | Material | MAT-CRS-MGL | Crush 3/8" | cft | 0.35979 | 180 | 5% | 0.37778 | 67.9998
CIV-CON-009 | Material | MAT-CRS-MGL | Crush 2/8" | cft | 0.14658 | 180 | 5% | 0.15391 | 27.7036
CIV-CON-009 | Material | MAT-ADM-SP | Admixture | kg | 0.13592 | 185 | 2% | 0.13864 | 25.648 | OLD RATE
CIV-CON-009 | Material | MAT-WTR | Water | litre | 4.7572 | 0.686 | 0% | 4.7572 | 3.2634
CIV-CON-009 | Labour | LAB-MSN | Mason – PR-RCC crew | day | 0.01 | 2200 | 0% | 0.01 | 22
CIV-CON-009 | Labour | LAB-HLP | Helpers – PR-RCC crew | day | 0.08 | 1538 | 0% | 0.08 | 123.04
CIV-CON-009 | Equipment | EQ-VIB | Needle vibrator (1 per crew-day) | day | 0.01 | 227 | 0% | 0.01 | 2.27
CIV-CON-009 | Equipment | EQ-MIX | Concrete mixer (site-batched; for plant supply use RMC items CIV-CON-020..023) | day | 0.01 | 3500 | 0% | 0.01 | 35
CIV-CON-009 | Equipment | EQ-PUMP | Concrete pump – ground-floor base (set 0 if chute/manual) | cft | 1 | 28.32 | 0% | 1 | 28.32
|  |  | Material – net (excl. wastage) | [5 empty] | 628.8755
|  |  | Material – wastage | [5 empty] | 19.8226
|  |  | Material total | [5 empty] | 648.6981
|  |  | Labour total | [5 empty] | 145.04
|  |  | Equipment total | [5 empty] | 65.59
|  |  | Transport / handling total | [5 empty] | 0
|  |  | DIRECT COST | [5 empty] | 859.3281
|  |  | Site overheads @ OH_Site | [5 empty] | 25.7798
|  |  | Head-office overheads @ OH_HO | [5 empty] | 42.9664
|  |  | Profit @ Profit | [5 empty] | 85.9328
|  |  | Rate excl. tax | [5 empty] | 1014.0071
|  |  | Sales tax (only if Tax_On = Yes) | [5 empty] | 0
|  |  | FINAL RATE per cft (rounded) | [5 empty] | 1014
|  |  | Blank / old (red) inputs in this analysis | [5 empty] | 1
CIV-CON-010 | Providing and laying 6000 PSI concrete (ACI-211 batch sheet – 6000 PSI; mix per Image 4 – ACI-211 summary) in structural members, including batching, placing, compacting and curing, complete in all respects; excluding reinforcement and formwork measured separately. | [7 empty] | Unit: cft
Item Code | Component | Resource Code | Description | Unit | Consumption / unit | Base Rate PKR | Wastage % | Adjusted Qty | Amount PKR | Input flag
CIV-CON-010 | Material | MAT-CEM-OPC | Cement | bag | 0.29449 | 1575 | 2% | 0.30038 | 473.1021
CIV-CON-010 | Material | MAT-SND-LWP | Sand (Lawrencepur priced) | cft | 0.41531 | 240 | 5% | 0.43608 | 104.6581
CIV-CON-010 | Material | MAT-CRS-MGL | Crush 1/2" | cft | 0.21387 | 180 | 5% | 0.22457 | 40.4221
CIV-CON-010 | Material | MAT-CRS-MGL | Crush 3/8" | cft | 0.39177 | 180 | 5% | 0.41136 | 74.0442
CIV-CON-010 | Material | MAT-CRS-MGL | Crush 2/8" | cft | 0.1066 | 180 | 5% | 0.11193 | 20.1481
CIV-CON-010 | Material | MAT-ADM-SP | Admixture | kg | 0.17556 | 185 | 2% | 0.17907 | 33.1287 | OLD RATE
CIV-CON-010 | Material | MAT-WTR | Water | litre | 5.0404 | 0.686 | 0% | 5.0404 | 3.4577
CIV-CON-010 | Labour | LAB-MSN | Mason – PR-RCC crew | day | 0.01 | 2200 | 0% | 0.01 | 22
CIV-CON-010 | Labour | LAB-HLP | Helpers – PR-RCC crew | day | 0.08 | 1538 | 0% | 0.08 | 123.04
CIV-CON-010 | Equipment | EQ-VIB | Needle vibrator (1 per crew-day) | day | 0.01 | 227 | 0% | 0.01 | 2.27
CIV-CON-010 | Equipment | EQ-MIX | Concrete mixer (site-batched; for plant supply use RMC items CIV-CON-020..023) | day | 0.01 | 3500 | 0% | 0.01 | 35
CIV-CON-010 | Equipment | EQ-PUMP | Concrete pump – ground-floor base (set 0 if chute/manual) | cft | 1 | 28.32 | 0% | 1 | 28.32
|  |  | Material – net (excl. wastage) | [5 empty] | 727.6409
|  |  | Material – wastage | [5 empty] | 21.32
|  |  | Material total | [5 empty] | 748.9609
|  |  | Labour total | [5 empty] | 145.04
|  |  | Equipment total | [5 empty] | 65.59
|  |  | Transport / handling total | [5 empty] | 0
|  |  | DIRECT COST | [5 empty] | 959.5909
|  |  | Site overheads @ OH_Site | [5 empty] | 28.7877
|  |  | Head-office overheads @ OH_HO | [5 empty] | 47.9795
|  |  | Profit @ Profit | [5 empty] | 95.9591
|  |  | Rate excl. tax | [5 empty] | 1132.3173
|  |  | Sales tax (only if Tax_On = Yes) | [5 empty] | 0
|  |  | FINAL RATE per cft (rounded) | [5 empty] | 1132
|  |  | Blank / old (red) inputs in this analysis | [5 empty] | 1
CIV-CON-011 | Providing and laying 3000 PSI concrete (J7 Emporium Mall B-17 batching plant – 3000 PSI; mix per Image 7 – J7 Group summary of batch weights) in structural members, including batching, placing, compacting and curing, complete in all respects; excluding reinforcement and formwork measured separately. | [7 empty] | Unit: cft
Item Code | Component | Resource Code | Description | Unit | Consumption / unit | Base Rate PKR | Wastage % | Adjusted Qty | Amount PKR | Input flag
CIV-CON-011 | Material | MAT-CEM-OPC | Cement | bag | 0.18406 | 1575 | 2% | 0.18774 | 295.6888
CIV-CON-011 | Material | MAT-WTR | Water | litre | 5.4368 | 0.686 | 0% | 5.4368 | 3.7296
CIV-CON-011 | Material | MAT-ADM-SP | Imperial 540M @ 1.0% (SG 1.18) | kg | 0.092029 | 185 | 2% | 0.093869 | 17.3659 | OLD RATE
CIV-CON-011 | Material | MAT-CRS-MGL | Crush 1/2" | cft | 0.069959 | 180 | 5% | 0.073457 | 13.2222
CIV-CON-011 | Material | MAT-CRS-MGL | Crush 3/8" | cft | 0.49171 | 180 | 5% | 0.51629 | 92.933
CIV-CON-011 | Material | MAT-CRS-MGL | Crush 1/4" | cft | 0.14058 | 180 | 5% | 0.14761 | 26.5703
CIV-CON-011 | Material | MAT-SND-LWP | Sand (source not stated – Lawrencepur priced) | cft | 0.47824 | 240 | 5% | 0.50215 | 120.5154
CIV-CON-011 | Labour | LAB-MSN | Mason – PR-RCC crew | day | 0.01 | 2200 | 0% | 0.01 | 22
CIV-CON-011 | Labour | LAB-HLP | Helpers – PR-RCC crew | day | 0.08 | 1538 | 0% | 0.08 | 123.04
CIV-CON-011 | Equipment | EQ-VIB | Needle vibrator (1 per crew-day) | day | 0.01 | 227 | 0% | 0.01 | 2.27
CIV-CON-011 | Equipment | EQ-MIX | Concrete mixer (site-batched; for plant supply use RMC items CIV-CON-020..023) | day | 0.01 | 3500 | 0% | 0.01 | 35
CIV-CON-011 | Equipment | EQ-PUMP | Concrete pump – ground-floor base (set 0 if chute/manual) | cft | 1 | 28.32 | 0% | 1 | 28.32
|  |  | Material – net (excl. wastage) | [5 empty] | 551.8277
|  |  | Material – wastage | [5 empty] | 18.1974
|  |  | Material total | [5 empty] | 570.0251
|  |  | Labour total | [5 empty] | 145.04
|  |  | Equipment total | [5 empty] | 65.59
|  |  | Transport / handling total | [5 empty] | 0
|  |  | DIRECT COST | [5 empty] | 780.6551
|  |  | Site overheads @ OH_Site | [5 empty] | 23.4197
|  |  | Head-office overheads @ OH_HO | [5 empty] | 39.0328
|  |  | Profit @ Profit | [5 empty] | 78.0655
|  |  | Rate excl. tax | [5 empty] | 921.173
|  |  | Sales tax (only if Tax_On = Yes) | [5 empty] | 0
|  |  | FINAL RATE per cft (rounded) | [5 empty] | 921
|  |  | Blank / old (red) inputs in this analysis | [5 empty] | 1
CIV-CON-012 | Providing and laying 4000 PSI concrete (J7 Emporium Mall B-17 batching plant – 4000 PSI; mix per Image 7 – J7 Group summary of batch weights) in structural members, including batching, placing, compacting and curing, complete in all respects; excluding reinforcement and formwork measured separately. | [7 empty] | Unit: cft
Item Code | Component | Resource Code | Description | Unit | Consumption / unit | Base Rate PKR | Wastage % | Adjusted Qty | Amount PKR | Input flag
CIV-CON-012 | Material | MAT-CEM-OPC | Cement | bag | 0.24069 | 1575 | 2% | 0.2455 | 386.67
CIV-CON-012 | Material | MAT-WTR | Water | litre | 5.4368 | 0.686 | 0% | 5.4368 | 3.7296
CIV-CON-012 | Material | MAT-ADM-SP | Imperial 540M @ 1.32% (SG 1.18) | kg | 0.15886 | 185 | 2% | 0.16203 | 29.9761 | OLD RATE
CIV-CON-012 | Material | MAT-CRS-MGL | Crush 1/2" | cft | 0.069959 | 180 | 5% | 0.073457 | 13.2222
CIV-CON-012 | Material | MAT-CRS-MGL | Crush 3/8" | cft | 0.49171 | 180 | 5% | 0.51629 | 92.933
CIV-CON-012 | Material | MAT-CRS-MGL | Crush 1/4" | cft | 0.14058 | 180 | 5% | 0.14761 | 26.5703
CIV-CON-012 | Material | MAT-SND-LWP | Sand (source not stated – Lawrencepur priced) | cft | 0.42223 | 240 | 5% | 0.44334 | 106.4024
CIV-CON-012 | Labour | LAB-MSN | Mason – PR-RCC crew | day | 0.01 | 2200 | 0% | 0.01 | 22
CIV-CON-012 | Labour | LAB-HLP | Helpers – PR-RCC crew | day | 0.08 | 1538 | 0% | 0.08 | 123.04
CIV-CON-012 | Equipment | EQ-VIB | Needle vibrator (1 per crew-day) | day | 0.01 | 227 | 0% | 0.01 | 2.27
CIV-CON-012 | Equipment | EQ-MIX | Concrete mixer (site-batched; for plant supply use RMC items CIV-CON-020..023) | day | 0.01 | 3500 | 0% | 0.01 | 35
CIV-CON-012 | Equipment | EQ-PUMP | Concrete pump – ground-floor base (set 0 if chute/manual) | cft | 1 | 28.32 | 0% | 1 | 28.32
|  |  | Material – net (excl. wastage) | [5 empty] | 639.947
|  |  | Material – wastage | [5 empty] | 19.5566
|  |  | Material total | [5 empty] | 659.5036
|  |  | Labour total | [5 empty] | 145.04
|  |  | Equipment total | [5 empty] | 65.59
|  |  | Transport / handling total | [5 empty] | 0
|  |  | DIRECT COST | [5 empty] | 870.1336
|  |  | Site overheads @ OH_Site | [5 empty] | 26.104
|  |  | Head-office overheads @ OH_HO | [5 empty] | 43.5067
|  |  | Profit @ Profit | [5 empty] | 87.0134
|  |  | Rate excl. tax | [5 empty] | 1026.7576
|  |  | Sales tax (only if Tax_On = Yes) | [5 empty] | 0
|  |  | FINAL RATE per cft (rounded) | [5 empty] | 1027
|  |  | Blank / old (red) inputs in this analysis | [5 empty] | 1
CIV-CON-013 | Providing and laying 4500 PSI concrete (J7 Emporium Mall B-17 batching plant – 4500 PSI; mix per Image 7 – J7 Group summary of batch weights) in structural members, including batching, placing, compacting and curing, complete in all respects; excluding reinforcement and formwork measured separately. | [7 empty] | Unit: cft
Item Code | Component | Resource Code | Description | Unit | Consumption / unit | Base Rate PKR | Wastage % | Adjusted Qty | Amount PKR | Input flag
CIV-CON-013 | Material | MAT-CEM-OPC | Cement | bag | 0.26334 | 1575 | 2% | 0.26861 | 423.0624
CIV-CON-013 | Material | MAT-WTR | Water | litre | 5.2669 | 0.686 | 0% | 5.2669 | 3.6131
CIV-CON-013 | Material | MAT-ADM-SP | Imperial 540M @ 1.4% (SG 1.18) | kg | 0.18434 | 185 | 2% | 0.18803 | 34.7851 | OLD RATE
CIV-CON-013 | Material | MAT-CRS-MGL | Crush 1/2" | cft | 0.069959 | 180 | 5% | 0.073457 | 13.2222
CIV-CON-013 | Material | MAT-CRS-MGL | Crush 3/8" | cft | 0.49171 | 180 | 5% | 0.51629 | 92.933
CIV-CON-013 | Material | MAT-CRS-MGL | Crush 1/4" | cft | 0.14058 | 180 | 5% | 0.14761 | 26.5703
CIV-CON-013 | Material | MAT-SND-LWP | Sand (source not stated – Lawrencepur priced) | cft | 0.40839 | 240 | 5% | 0.42881 | 102.9138
CIV-CON-013 | Labour | LAB-MSN | Mason – PR-RCC crew | day | 0.01 | 2200 | 0% | 0.01 | 22
CIV-CON-013 | Labour | LAB-HLP | Helpers – PR-RCC crew | day | 0.08 | 1538 | 0% | 0.08 | 123.04
CIV-CON-013 | Equipment | EQ-VIB | Needle vibrator (1 per crew-day) | day | 0.01 | 227 | 0% | 0.01 | 2.27
CIV-CON-013 | Equipment | EQ-MIX | Concrete mixer (site-batched; for plant supply use RMC items CIV-CON-020..023) | day | 0.01 | 3500 | 0% | 0.01 | 35
CIV-CON-013 | Equipment | EQ-PUMP | Concrete pump – ground-floor base (set 0 if chute/manual) | cft | 1 | 28.32 | 0% | 1 | 28.32
|  |  | Material – net (excl. wastage) | [5 empty] | 676.9016
|  |  | Material – wastage | [5 empty] | 20.1983
|  |  | Material total | [5 empty] | 697.0999
|  |  | Labour total | [5 empty] | 145.04
|  |  | Equipment total | [5 empty] | 65.59
|  |  | Transport / handling total | [5 empty] | 0
|  |  | DIRECT COST | [5 empty] | 907.7299
|  |  | Site overheads @ OH_Site | [5 empty] | 27.2319
|  |  | Head-office overheads @ OH_HO | [5 empty] | 45.3865
|  |  | Profit @ Profit | [5 empty] | 90.773
|  |  | Rate excl. tax | [5 empty] | 1071.1213
|  |  | Sales tax (only if Tax_On = Yes) | [5 empty] | 0
|  |  | FINAL RATE per cft (rounded) | [5 empty] | 1071
|  |  | Blank / old (red) inputs in this analysis | [5 empty] | 1
CIV-CON-014 | Providing and laying 5000 PSI concrete (J7 Emporium Mall B-17 batching plant – 5000 PSI; mix per Image 7 – J7 Group summary of batch weights) in structural members, including batching, placing, compacting and curing, complete in all respects; excluding reinforcement and formwork measured separately. | [7 empty] | Unit: cft
Item Code | Component | Resource Code | Description | Unit | Consumption / unit | Base Rate PKR | Wastage % | Adjusted Qty | Amount PKR | Input flag
CIV-CON-014 | Material | MAT-CEM-OPC | Cement | bag | 0.29166 | 1575 | 2% | 0.29749 | 468.553
CIV-CON-014 | Material | MAT-WTR | Water | litre | 5.4085 | 0.686 | 0% | 5.4085 | 3.7102
CIV-CON-014 | Material | MAT-ADM-SP | Imperial 540M @ 1.42% (SG 1.18) | kg | 0.20643 | 185 | 2% | 0.21056 | 38.9529 | OLD RATE
CIV-CON-014 | Material | MAT-CRS-MGL | Crush 1/2" | cft | 0.069959 | 180 | 5% | 0.073457 | 13.2222
CIV-CON-014 | Material | MAT-CRS-MGL | Crush 3/8" | cft | 0.49171 | 180 | 5% | 0.51629 | 92.933
CIV-CON-014 | Material | MAT-CRS-MGL | Crush 1/4" | cft | 0.14058 | 180 | 5% | 0.14761 | 26.5703
CIV-CON-014 | Material | MAT-SND-LWP | Sand (source not stated – Lawrencepur priced) | cft | 0.37315 | 240 | 5% | 0.39181 | 94.0337
CIV-CON-014 | Labour | LAB-MSN | Mason – PR-RCC crew | day | 0.01 | 2200 | 0% | 0.01 | 22
CIV-CON-014 | Labour | LAB-HLP | Helpers – PR-RCC crew | day | 0.08 | 1538 | 0% | 0.08 | 123.04
CIV-CON-014 | Equipment | EQ-VIB | Needle vibrator (1 per crew-day) | day | 0.01 | 227 | 0% | 0.01 | 2.27
CIV-CON-014 | Equipment | EQ-MIX | Concrete mixer (site-batched; for plant supply use RMC items CIV-CON-020..023) | day | 0.01 | 3500 | 0% | 0.01 | 35
CIV-CON-014 | Equipment | EQ-PUMP | Concrete pump – ground-floor base (set 0 if chute/manual) | cft | 1 | 28.32 | 0% | 1 | 28.32
|  |  | Material – net (excl. wastage) | [5 empty] | 717.2262
|  |  | Material – wastage | [5 empty] | 20.7492
|  |  | Material total | [5 empty] | 737.9753
|  |  | Labour total | [5 empty] | 145.04
|  |  | Equipment total | [5 empty] | 65.59
|  |  | Transport / handling total | [5 empty] | 0
|  |  | DIRECT COST | [5 empty] | 948.6053
|  |  | Site overheads @ OH_Site | [5 empty] | 28.4582
|  |  | Head-office overheads @ OH_HO | [5 empty] | 47.4303
|  |  | Profit @ Profit | [5 empty] | 94.8605
|  |  | Rate excl. tax | [5 empty] | 1119.3543
|  |  | Sales tax (only if Tax_On = Yes) | [5 empty] | 0
|  |  | FINAL RATE per cft (rounded) | [5 empty] | 1119
|  |  | Blank / old (red) inputs in this analysis | [5 empty] | 1
CIV-CON-015 | Providing and laying 5500 PSI concrete (J7 Emporium Mall B-17 batching plant – 5500 PSI; mix per Image 7 – J7 Group summary of batch weights) in structural members, including batching, placing, compacting and curing, complete in all respects; excluding reinforcement and formwork measured separately. | [7 empty] | Unit: cft
Item Code | Component | Resource Code | Description | Unit | Consumption / unit | Base Rate PKR | Wastage % | Adjusted Qty | Amount PKR | Input flag
CIV-CON-015 | Material | MAT-CEM-OPC | Cement | bag | 0.30016 | 1575 | 2% | 0.30616 | 482.2002
CIV-CON-015 | Material | MAT-WTR | Water | litre | 5.4085 | 0.686 | 0% | 5.4085 | 3.7102
CIV-CON-015 | Material | MAT-ADM-SP | Imperial 540M @ 1.42% (SG 1.18) | kg | 0.21237 | 185 | 2% | 0.21662 | 40.075 | OLD RATE
CIV-CON-015 | Material | MAT-CRS-MGL | Crush 1/2" | cft | 0.069959 | 180 | 5% | 0.073457 | 13.2222
CIV-CON-015 | Material | MAT-CRS-MGL | Crush 3/8" | cft | 0.49171 | 180 | 5% | 0.51629 | 92.933
CIV-CON-015 | Material | MAT-CRS-MGL | Crush 1/4" | cft | 0.14058 | 180 | 5% | 0.14761 | 26.5703
CIV-CON-015 | Material | MAT-SND-LWP | Sand (source not stated – Lawrencepur priced) | cft | 0.36434 | 240 | 5% | 0.38256 | 91.8137
CIV-CON-015 | Labour | LAB-MSN | Mason – PR-RCC crew | day | 0.01 | 2200 | 0% | 0.01 | 22
CIV-CON-015 | Labour | LAB-HLP | Helpers – PR-RCC crew | day | 0.08 | 1538 | 0% | 0.08 | 123.04
CIV-CON-015 | Equipment | EQ-VIB | Needle vibrator (1 per crew-day) | day | 0.01 | 227 | 0% | 0.01 | 2.27
CIV-CON-015 | Equipment | EQ-MIX | Concrete mixer (site-batched; for plant supply use RMC items CIV-CON-020..023) | day | 0.01 | 3500 | 0% | 0.01 | 35
CIV-CON-015 | Equipment | EQ-PUMP | Concrete pump – ground-floor base (set 0 if chute/manual) | cft | 1 | 28.32 | 0% | 1 | 28.32
|  |  | Material – net (excl. wastage) | [5 empty] | 729.5916
|  |  | Material – wastage | [5 empty] | 20.933
|  |  | Material total | [5 empty] | 750.5246
|  |  | Labour total | [5 empty] | 145.04
|  |  | Equipment total | [5 empty] | 65.59
|  |  | Transport / handling total | [5 empty] | 0
|  |  | DIRECT COST | [5 empty] | 961.1546
|  |  | Site overheads @ OH_Site | [5 empty] | 28.8346
|  |  | Head-office overheads @ OH_HO | [5 empty] | 48.0577
|  |  | Profit @ Profit | [5 empty] | 96.1155
|  |  | Rate excl. tax | [5 empty] | 1134.1624
|  |  | Sales tax (only if Tax_On = Yes) | [5 empty] | 0
|  |  | FINAL RATE per cft (rounded) | [5 empty] | 1134
|  |  | Blank / old (red) inputs in this analysis | [5 empty] | 1
CIV-CON-016 | Providing and laying plain cement concrete 1:4:8 (nominal volumetric, site-mixed) using OPC, Chenab sand and Margalla crush, including mixing, placing, compacting and curing, complete in all respects; excluding reinforcement and formwork measured separately. | [7 empty] | Unit: cft
Item Code | Component | Resource Code | Description | Unit | Consumption / unit | Base Rate PKR | Wastage % | Adjusted Qty | Amount PKR | Input flag
CIV-CON-016 | Material | MAT-CEM-OPC | Cement: DryF_Conc × 1/13 ÷ Bag_cft | bag | 0.094769 | 1575 | 2% | 0.096665 | 152.2468
CIV-CON-016 | Material | MAT-SND-CHN | Sand Chenab: DryF_Conc × 4/13 | cft | 0.47385 | 80 | 5% | 0.49754 | 39.8031
CIV-CON-016 | Material | MAT-CRS-MGL | Crush Margalla: DryF_Conc × 8/13 | cft | 0.94769 | 180 | 5% | 0.99508 | 179.1138
CIV-CON-016 | Material | MAT-WTR | Water (W/C 0.50 on cement weight) | litre | 2.3692 | 0.686 | 0% | 2.3692 | 1.6253
CIV-CON-016 | Labour | LAB-MSN | Mason – PR-PCC crew | day | 0.0125 | 2200 | 0% | 0.0125 | 27.5
CIV-CON-016 | Labour | LAB-HLP | Helpers – PR-PCC crew | day | 0.075 | 1538 | 0% | 0.075 | 115.35
CIV-CON-016 | Equipment | EQ-MIX | Concrete mixer (1 per crew-day) | day | 0.0125 | 3500 | 0% | 0.0125 | 43.75
CIV-CON-016 | Equipment | EQ-VIB | Needle vibrator (1 per crew-day) | day | 0.0125 | 227 | 0% | 0.0125 | 2.8375
|  |  | Material – net (excl. wastage) | [5 empty] | 359.3791
|  |  | Material – wastage | [5 empty] | 13.4098
|  |  | Material total | [5 empty] | 372.789
|  |  | Labour total | [5 empty] | 142.85
|  |  | Equipment total | [5 empty] | 46.5875
|  |  | Transport / handling total | [5 empty] | 0
|  |  | DIRECT COST | [5 empty] | 562.2265
|  |  | Site overheads @ OH_Site | [5 empty] | 16.8668
|  |  | Head-office overheads @ OH_HO | [5 empty] | 28.1113
|  |  | Profit @ Profit | [5 empty] | 56.2226
|  |  | Rate excl. tax | [5 empty] | 663.4273
|  |  | Sales tax (only if Tax_On = Yes) | [5 empty] | 0
|  |  | FINAL RATE per cft (rounded) | [5 empty] | 663
|  |  | Blank / old (red) inputs in this analysis | [5 empty] | 0
CIV-CON-017 | Providing and laying reinforced cement concrete 1:2:4 (nominal volumetric, site-mixed) using OPC, Chenab sand and Margalla crush, including mixing, placing, compacting and curing, complete in all respects; excluding reinforcement and formwork measured separately. | [7 empty] | Unit: cft
Item Code | Component | Resource Code | Description | Unit | Consumption / unit | Base Rate PKR | Wastage % | Adjusted Qty | Amount PKR | Input flag
CIV-CON-017 | Material | MAT-CEM-OPC | Cement: DryF_Conc × 1/7 ÷ Bag_cft | bag | 0.176 | 1575 | 2% | 0.17952 | 282.744
CIV-CON-017 | Material | MAT-SND-CHN | Sand Chenab: DryF_Conc × 2/7 | cft | 0.44 | 80 | 5% | 0.462 | 36.96
CIV-CON-017 | Material | MAT-CRS-MGL | Crush Margalla: DryF_Conc × 4/7 | cft | 0.88 | 180 | 5% | 0.924 | 166.32
CIV-CON-017 | Material | MAT-WTR | Water (W/C 0.50 on cement weight) | litre | 4.4 | 0.686 | 0% | 4.4 | 3.0184
CIV-CON-017 | Labour | LAB-MSN | Mason – PR-RCC crew | day | 0.01 | 2200 | 0% | 0.01 | 22
CIV-CON-017 | Labour | LAB-HLP | Helpers – PR-RCC crew | day | 0.08 | 1538 | 0% | 0.08 | 123.04
CIV-CON-017 | Equipment | EQ-MIX | Concrete mixer (1 per crew-day) | day | 0.01 | 3500 | 0% | 0.01 | 35
CIV-CON-017 | Equipment | EQ-VIB | Needle vibrator (1 per crew-day) | day | 0.01 | 227 | 0% | 0.01 | 2.27
|  |  | Material – net (excl. wastage) | [5 empty] | 473.8184
|  |  | Material – wastage | [5 empty] | 15.224
|  |  | Material total | [5 empty] | 489.0424
|  |  | Labour total | [5 empty] | 145.04
|  |  | Equipment total | [5 empty] | 37.27
|  |  | Transport / handling total | [5 empty] | 0
|  |  | DIRECT COST | [5 empty] | 671.3524
|  |  | Site overheads @ OH_Site | [5 empty] | 20.1406
|  |  | Head-office overheads @ OH_HO | [5 empty] | 33.5676
|  |  | Profit @ Profit | [5 empty] | 67.1352
|  |  | Rate excl. tax | [5 empty] | 792.1958
|  |  | Sales tax (only if Tax_On = Yes) | [5 empty] | 0
|  |  | FINAL RATE per cft (rounded) | [5 empty] | 792
|  |  | Blank / old (red) inputs in this analysis | [5 empty] | 0
CIV-CON-018 | Providing and laying reinforced cement concrete 1:1.5:3 (nominal volumetric, site-mixed) using OPC, Chenab sand and Margalla crush, including mixing, placing, compacting and curing, complete in all respects; excluding reinforcement and formwork measured separately. | [7 empty] | Unit: cft
Item Code | Component | Resource Code | Description | Unit | Consumption / unit | Base Rate PKR | Wastage % | Adjusted Qty | Amount PKR | Input flag
CIV-CON-018 | Material | MAT-CEM-OPC | Cement: DryF_Conc × 1/5.5 ÷ Bag_cft | bag | 0.224 | 1575 | 2% | 0.22848 | 359.856
CIV-CON-018 | Material | MAT-SND-CHN | Sand Chenab: DryF_Conc × 1.5/5.5 | cft | 0.42 | 80 | 5% | 0.441 | 35.28
CIV-CON-018 | Material | MAT-CRS-MGL | Crush Margalla: DryF_Conc × 3/5.5 | cft | 0.84 | 180 | 5% | 0.882 | 158.76
CIV-CON-018 | Material | MAT-WTR | Water (W/C 0.50 on cement weight) | litre | 5.6 | 0.686 | 0% | 5.6 | 3.8416
CIV-CON-018 | Labour | LAB-MSN | Mason – PR-RCC crew | day | 0.01 | 2200 | 0% | 0.01 | 22
CIV-CON-018 | Labour | LAB-HLP | Helpers – PR-RCC crew | day | 0.08 | 1538 | 0% | 0.08 | 123.04
CIV-CON-018 | Equipment | EQ-MIX | Concrete mixer (1 per crew-day) | day | 0.01 | 3500 | 0% | 0.01 | 35
CIV-CON-018 | Equipment | EQ-VIB | Needle vibrator (1 per crew-day) | day | 0.01 | 227 | 0% | 0.01 | 2.27
|  |  | Material – net (excl. wastage) | [5 empty] | 541.4416
|  |  | Material – wastage | [5 empty] | 16.296
|  |  | Material total | [5 empty] | 557.7376
|  |  | Labour total | [5 empty] | 145.04
|  |  | Equipment total | [5 empty] | 37.27
|  |  | Transport / handling total | [5 empty] | 0
|  |  | DIRECT COST | [5 empty] | 740.0476
|  |  | Site overheads @ OH_Site | [5 empty] | 22.2014
|  |  | Head-office overheads @ OH_HO | [5 empty] | 37.0024
|  |  | Profit @ Profit | [5 empty] | 74.0048
|  |  | Rate excl. tax | [5 empty] | 873.2562
|  |  | Sales tax (only if Tax_On = Yes) | [5 empty] | 0
|  |  | FINAL RATE per cft (rounded) | [5 empty] | 873
|  |  | Blank / old (red) inputs in this analysis | [5 empty] | 0
CIV-RFT-001 | Providing, cutting, bending and fixing Grade 60 deformed steel reinforcement including binding wire, chairs and spacers, complete in all respects. | [7 empty] | Unit: kg
Item Code | Component | Resource Code | Description | Unit | Consumption / unit | Base Rate PKR | Wastage % | Adjusted Qty | Amount PKR | Input flag
CIV-RFT-001 | Material | MAT-STL-G60 | Steel bars Gr.60 | kg | 1 | 242 | 3% | 1.03 | 249.26
CIV-RFT-001 | Material | MAT-BWIRE | Binding wire (0.010 kg per kg steel – assumption) | kg | 0.01 | 345 | 0% | 0.01 | 3.45
CIV-RFT-001 | Labour | LAB-SFX | Steel fixer – PR-RFT crew | day | 0.0027778 | 2450 | 0% | 0.0027778 | 6.8056
CIV-RFT-001 | Labour | LAB-HLP | Helper – PR-RFT crew | day | 0.0027778 | 1538 | 0% | 0.0027778 | 4.2722
|  |  | Material – net (excl. wastage) | [5 empty] | 245.45
|  |  | Material – wastage | [5 empty] | 7.26
|  |  | Material total | [5 empty] | 252.71
|  |  | Labour total | [5 empty] | 11.0778
|  |  | Equipment total | [5 empty] | 0
|  |  | Transport / handling total | [5 empty] | 0
|  |  | DIRECT COST | [5 empty] | 263.7878
|  |  | Site overheads @ OH_Site | [5 empty] | 7.9136
|  |  | Head-office overheads @ OH_HO | [5 empty] | 13.1894
|  |  | Profit @ Profit | [5 empty] | 26.3788
|  |  | Rate excl. tax | [5 empty] | 311.2696
|  |  | Sales tax (only if Tax_On = Yes) | [5 empty] | 0
|  |  | FINAL RATE per kg (rounded) | [5 empty] | 311
|  |  | Blank / old (red) inputs in this analysis | [5 empty] | 0
CIV-MAS-001 | Providing and laying first class burnt brick masonry 9" thick and above in cement sand mortar 1:6 in superstructure, including scaffolding, curing, complete in all respects. | [7 empty] | Unit: cft
Item Code | Component | Resource Code | Description | Unit | Consumption / unit | Base Rate PKR | Wastage % | Adjusted Qty | Amount PKR | Input flag
CIV-MAS-001 | Material | MAT-BRK-A | Bricks A class – 13.5 Nos per cft | Nos | 13.5 | 17.5 | 5% | 14.175 | 248.0625
CIV-MAS-001 | Material | MAT-CEM-OPC | Cement: 0.25 × DryF_Mortar × 1/7 ÷ Bag_cft | bag | 0.037143 | 1575 | 2% | 0.037886 | 59.67
CIV-MAS-001 | Material | MAT-SND-CHN | Sand Chenab: 0.25 × DryF_Mortar × 6/7 | cft | 0.27857 | 80 | 5% | 0.2925 | 23.4
CIV-MAS-001 | Labour | LAB-MSN | Mason – PR-BRK crew | day | 0.02 | 2200 | 0% | 0.02 | 44
CIV-MAS-001 | Labour | LAB-HLP | Helpers – PR-BRK crew | day | 0.03 | 1538 | 0% | 0.03 | 46.14
|  |  | Material – net (excl. wastage) | [5 empty] | 317.0357
|  |  | Material – wastage | [5 empty] | 14.0968
|  |  | Material total | [5 empty] | 331.1325
|  |  | Labour total | [5 empty] | 90.14
|  |  | Equipment total | [5 empty] | 0
|  |  | Transport / handling total | [5 empty] | 0
|  |  | DIRECT COST | [5 empty] | 421.2725
|  |  | Site overheads @ OH_Site | [5 empty] | 12.6382
|  |  | Head-office overheads @ OH_HO | [5 empty] | 21.0636
|  |  | Profit @ Profit | [5 empty] | 42.1272
|  |  | Rate excl. tax | [5 empty] | 497.1015
|  |  | Sales tax (only if Tax_On = Yes) | [5 empty] | 0
|  |  | FINAL RATE per cft (rounded) | [5 empty] | 497
|  |  | Blank / old (red) inputs in this analysis | [5 empty] | 0
FIN-PLS-001 | Providing and applying 0.5" thick cement sand plaster 1:4 to walls, internal, including curing, complete in all respects. | [7 empty] | Unit: Sft
Item Code | Component | Resource Code | Description | Unit | Consumption / unit | Base Rate PKR | Wastage % | Adjusted Qty | Amount PKR | Input flag
FIN-PLS-001 | Material | MAT-CEM-OPC | Cement | bag | 0.0104 | 1575 | 2% | 0.010608 | 16.7076
FIN-PLS-001 | Material | MAT-SND-CHN | Sand Chenab | cft | 0.052 | 80 | 5% | 0.0546 | 4.368
FIN-PLS-001 | Labour | LAB-PLS | Plasterer – PR-PLS crew | day | 0.01 | 2150 | 0% | 0.01 | 21.5
FIN-PLS-001 | Labour | LAB-HLP | Helper – PR-PLS crew | day | 0.01 | 1538 | 0% | 0.01 | 15.38
|  |  | Material – net (excl. wastage) | [5 empty] | 20.54
|  |  | Material – wastage | [5 empty] | 0.5356
|  |  | Material total | [5 empty] | 21.0756
|  |  | Labour total | [5 empty] | 36.88
|  |  | Equipment total | [5 empty] | 0
|  |  | Transport / handling total | [5 empty] | 0
|  |  | DIRECT COST | [5 empty] | 57.9556
|  |  | Site overheads @ OH_Site | [5 empty] | 1.7387
|  |  | Head-office overheads @ OH_HO | [5 empty] | 2.8978
|  |  | Profit @ Profit | [5 empty] | 5.7956
|  |  | Rate excl. tax | [5 empty] | 68.3876
|  |  | Sales tax (only if Tax_On = Yes) | [5 empty] | 0
|  |  | FINAL RATE per Sft (rounded) | [5 empty] | 68
|  |  | Blank / old (red) inputs in this analysis | [5 empty] | 0
FIN-PLS-002 | Providing and applying 0.75" thick cement sand plaster 1:6 to walls, internal, including curing, complete in all respects. | [7 empty] | Unit: Sft
Item Code | Component | Resource Code | Description | Unit | Consumption / unit | Base Rate PKR | Wastage % | Adjusted Qty | Amount PKR | Input flag
FIN-PLS-002 | Material | MAT-CEM-OPC | Cement | bag | 0.011143 | 1575 | 2% | 0.011366 | 17.901
FIN-PLS-002 | Material | MAT-SND-CHN | Sand Chenab | cft | 0.083571 | 80 | 5% | 0.08775 | 7.02
FIN-PLS-002 | Labour | LAB-PLS | Plasterer – PR-PLS75 crew | day | 0.0125 | 2150 | 0% | 0.0125 | 26.875
FIN-PLS-002 | Labour | LAB-HLP | Helper – PR-PLS75 crew | day | 0.0125 | 1538 | 0% | 0.0125 | 19.225
|  |  | Material – net (excl. wastage) | [5 empty] | 24.2357
|  |  | Material – wastage | [5 empty] | 0.68529
|  |  | Material total | [5 empty] | 24.921
|  |  | Labour total | [5 empty] | 46.1
|  |  | Equipment total | [5 empty] | 0
|  |  | Transport / handling total | [5 empty] | 0
|  |  | DIRECT COST | [5 empty] | 71.021
|  |  | Site overheads @ OH_Site | [5 empty] | 2.1306
|  |  | Head-office overheads @ OH_HO | [5 empty] | 3.5511
|  |  | Profit @ Profit | [5 empty] | 7.1021
|  |  | Rate excl. tax | [5 empty] | 83.8048
|  |  | Sales tax (only if Tax_On = Yes) | [5 empty] | 0
|  |  | FINAL RATE per Sft (rounded) | [5 empty] | 84
|  |  | Blank / old (red) inputs in this analysis | [5 empty] | 0
CIV-FWK-001 | Providing, erecting and stripping plywood formwork to horizontal soffit of slabs incl. staging/props, including release oil, cleaning and repairs, complete in all respects; measured as contact area. | [7 empty] | Unit: Sft
Item Code | Component | Resource Code | Description | Unit | Consumption / unit | Base Rate PKR | Wastage % | Adjusted Qty | Amount PKR | Input flag
CIV-FWK-001 | Material | MAT-PLY-18 | Plywood: 1 sheet (32 Sft) ÷ Reuse_Ply | sheet | 0.0052083 | 5500 | 10% | 0.0057292 | 31.5104
CIV-FWK-001 | Material | MAT-TIM-CHR | Timber 0.03 cft/Sft ÷ Reuse_Tim | cft | 0.003 | 3680 | 0% | 0.003 | 11.04
CIV-FWK-001 | Material | MAT-NAIL | Nails / ties 0.010 kg/Sft (assumption) | kg | 0.01 | 715 | 0% | 0.01 | 7.15
CIV-FWK-001 | Material | MAT-SHOIL | Release oil 0.010 litre/Sft (assumption) | litre | 0.01 | 400 | 0% | 0.01 | 4
CIV-FWK-001 | Labour | LAB-CRP | Carpenter – PR-FWS crew | day | 0.0066667 | 2400 | 0% | 0.0066667 | 16
CIV-FWK-001 | Labour | LAB-HLP | Helper(s) – PR-FWS crew | day | 0.0066667 | 1538 | 0% | 0.0066667 | 10.2533
CIV-FWK-001 | Equipment | EQ-PROP | Props / staging hire per Sft per use | Sft | 1 | 10 | 0% | 1 | 10
|  |  | Material – net (excl. wastage) | [5 empty] | 50.8358
|  |  | Material – wastage | [5 empty] | 2.8646
|  |  | Material total | [5 empty] | 53.7004
|  |  | Labour total | [5 empty] | 26.2533
|  |  | Equipment total | [5 empty] | 10
|  |  | Transport / handling total | [5 empty] | 0
|  |  | DIRECT COST | [5 empty] | 89.9537
|  |  | Site overheads @ OH_Site | [5 empty] | 2.6986
|  |  | Head-office overheads @ OH_HO | [5 empty] | 4.4977
|  |  | Profit @ Profit | [5 empty] | 8.9954
|  |  | Rate excl. tax | [5 empty] | 106.1454
|  |  | Sales tax (only if Tax_On = Yes) | [5 empty] | 0
|  |  | FINAL RATE per Sft (rounded) | [5 empty] | 106
|  |  | Blank / old (red) inputs in this analysis | [5 empty] | 0
CIV-FWK-002 | Providing, erecting and stripping plywood formwork to beam sides and soffits incl. props, including release oil, cleaning and repairs, complete in all respects; measured as contact area. | [7 empty] | Unit: Sft
Item Code | Component | Resource Code | Description | Unit | Consumption / unit | Base Rate PKR | Wastage % | Adjusted Qty | Amount PKR | Input flag
CIV-FWK-002 | Material | MAT-PLY-18 | Plywood: 1 sheet (32 Sft) ÷ Reuse_Ply | sheet | 0.0052083 | 5500 | 10% | 0.0057292 | 31.5104
CIV-FWK-002 | Material | MAT-TIM-CHR | Timber 0.04 cft/Sft ÷ Reuse_Tim | cft | 0.004 | 3680 | 0% | 0.004 | 14.72
CIV-FWK-002 | Material | MAT-NAIL | Nails / ties 0.010 kg/Sft (assumption) | kg | 0.01 | 715 | 0% | 0.01 | 7.15
CIV-FWK-002 | Material | MAT-SHOIL | Release oil 0.010 litre/Sft (assumption) | litre | 0.01 | 400 | 0% | 0.01 | 4
CIV-FWK-002 | Labour | LAB-CRP | Carpenter – PR-FWB crew | day | 0.01 | 2400 | 0% | 0.01 | 24
CIV-FWK-002 | Labour | LAB-HLP | Helper(s) – PR-FWB crew | day | 0.01 | 1538 | 0% | 0.01 | 15.38
CIV-FWK-002 | Equipment | EQ-PROP | Props / staging hire per Sft per use | Sft | 1 | 10 | 0% | 1 | 10
|  |  | Material – net (excl. wastage) | [5 empty] | 54.5158
|  |  | Material – wastage | [5 empty] | 2.8646
|  |  | Material total | [5 empty] | 57.3804
|  |  | Labour total | [5 empty] | 39.38
|  |  | Equipment total | [5 empty] | 10
|  |  | Transport / handling total | [5 empty] | 0
|  |  | DIRECT COST | [5 empty] | 106.7604
|  |  | Site overheads @ OH_Site | [5 empty] | 3.2028
|  |  | Head-office overheads @ OH_HO | [5 empty] | 5.338
|  |  | Profit @ Profit | [5 empty] | 10.676
|  |  | Rate excl. tax | [5 empty] | 125.9773
|  |  | Sales tax (only if Tax_On = Yes) | [5 empty] | 0
|  |  | FINAL RATE per Sft (rounded) | [5 empty] | 126
|  |  | Blank / old (red) inputs in this analysis | [5 empty] | 0
CIV-FWK-003 | Providing, erecting and stripping plywood formwork to column faces incl. yokes, ties and bracing, including release oil, cleaning and repairs, complete in all respects; measured as contact area. | [7 empty] | Unit: Sft
Item Code | Component | Resource Code | Description | Unit | Consumption / unit | Base Rate PKR | Wastage % | Adjusted Qty | Amount PKR | Input flag
CIV-FWK-003 | Material | MAT-PLY-18 | Plywood: 1 sheet (32 Sft) ÷ Reuse_Ply | sheet | 0.0052083 | 5500 | 10% | 0.0057292 | 31.5104
CIV-FWK-003 | Material | MAT-TIM-CHR | Timber 0.035 cft/Sft ÷ Reuse_Tim | cft | 0.0035 | 3680 | 0% | 0.0035 | 12.88
CIV-FWK-003 | Material | MAT-NAIL | Nails / ties 0.010 kg/Sft (assumption) | kg | 0.01 | 715 | 0% | 0.01 | 7.15
CIV-FWK-003 | Material | MAT-SHOIL | Release oil 0.010 litre/Sft (assumption) | litre | 0.01 | 400 | 0% | 0.01 | 4
CIV-FWK-003 | Labour | LAB-CRP | Carpenter – PR-FWC crew | day | 0.0083333 | 2400 | 0% | 0.0083333 | 20
CIV-FWK-003 | Labour | LAB-HLP | Helper(s) – PR-FWC crew | day | 0.0083333 | 1538 | 0% | 0.0083333 | 12.8167
|  |  | Material – net (excl. wastage) | [5 empty] | 52.6758
|  |  | Material – wastage | [5 empty] | 2.8646
|  |  | Material total | [5 empty] | 55.5404
|  |  | Labour total | [5 empty] | 32.8167
|  |  | Equipment total | [5 empty] | 0
|  |  | Transport / handling total | [5 empty] | 0
|  |  | DIRECT COST | [5 empty] | 88.3571
|  |  | Site overheads @ OH_Site | [5 empty] | 2.6507
|  |  | Head-office overheads @ OH_HO | [5 empty] | 4.4179
|  |  | Profit @ Profit | [5 empty] | 8.8357
|  |  | Rate excl. tax | [5 empty] | 104.2614
|  |  | Sales tax (only if Tax_On = Yes) | [5 empty] | 0
|  |  | FINAL RATE per Sft (rounded) | [5 empty] | 104
|  |  | Blank / old (red) inputs in this analysis | [5 empty] | 0
CIV-FWK-004 | Providing, erecting and stripping plywood formwork to wall faces (each face measured) incl. ties and bracing, including release oil, cleaning and repairs, complete in all respects; measured as contact area. | [7 empty] | Unit: Sft
Item Code | Component | Resource Code | Description | Unit | Consumption / unit | Base Rate PKR | Wastage % | Adjusted Qty | Amount PKR | Input flag
CIV-FWK-004 | Material | MAT-PLY-18 | Plywood: 1 sheet (32 Sft) ÷ Reuse_Ply | sheet | 0.0052083 | 5500 | 10% | 0.0057292 | 31.5104
CIV-FWK-004 | Material | MAT-TIM-CHR | Timber 0.04 cft/Sft ÷ Reuse_Tim | cft | 0.004 | 3680 | 0% | 0.004 | 14.72
CIV-FWK-004 | Material | MAT-NAIL | Nails / ties 0.010 kg/Sft (assumption) | kg | 0.01 | 715 | 0% | 0.01 | 7.15
CIV-FWK-004 | Material | MAT-SHOIL | Release oil 0.010 litre/Sft (assumption) | litre | 0.01 | 400 | 0% | 0.01 | 4
CIV-FWK-004 | Labour | LAB-CRP | Carpenter – PR-FWW crew | day | 0.0076923 | 2400 | 0% | 0.0076923 | 18.4615
CIV-FWK-004 | Labour | LAB-HLP | Helper(s) – PR-FWW crew | day | 0.0076923 | 1538 | 0% | 0.0076923 | 11.8308
|  |  | Material – net (excl. wastage) | [5 empty] | 54.5158
|  |  | Material – wastage | [5 empty] | 2.8646
|  |  | Material total | [5 empty] | 57.3804
|  |  | Labour total | [5 empty] | 30.2923
|  |  | Equipment total | [5 empty] | 0
|  |  | Transport / handling total | [5 empty] | 0
|  |  | DIRECT COST | [5 empty] | 87.6727
|  |  | Site overheads @ OH_Site | [5 empty] | 2.6302
|  |  | Head-office overheads @ OH_HO | [5 empty] | 4.3836
|  |  | Profit @ Profit | [5 empty] | 8.7673
|  |  | Rate excl. tax | [5 empty] | 103.4538
|  |  | Sales tax (only if Tax_On = Yes) | [5 empty] | 0
|  |  | FINAL RATE per Sft (rounded) | [5 empty] | 103
|  |  | Blank / old (red) inputs in this analysis | [5 empty] | 0
CIV-MAS-003 | Providing and laying 8" hollow block masonry 8" thick in cement sand mortar 1:6 in walls and partitions, including curing, complete in all respects; openings >1.0 Sft deducted. | [7 empty] | Unit: Sft
Item Code | Component | Resource Code | Description | Unit | Consumption / unit | Base Rate PKR | Wastage % | Adjusted Qty | Amount PKR | Input flag
CIV-MAS-003 | Material | MAT-BLK-8H | Blocks 16"x8"x8" with 3/8" joints: 144 ÷ ((16+0.375)×(8+0.375)) | Nos | 1.05 | 210 | 5% | 1.1025 | 231.5288
CIV-MAS-003 | Material | MAT-CEM-OPC | Cement: joint mortar 1:6 × DryF_Mortar ÷ 7 ÷ Bag_cft | bag | 0.0066017 | 1575 | 2% | 0.0067337 | 10.6056
CIV-MAS-003 | Material | MAT-SND-CHN | Sand Chenab: joint mortar × DryF_Mortar × 6/7 | cft | 0.049513 | 80 | 5% | 0.051988 | 4.1591
CIV-MAS-003 | Labour | LAB-MSN | Mason – PR-BLK8 crew | day | 0.01 | 2200 | 0% | 0.01 | 22
CIV-MAS-003 | Labour | LAB-HLP | Helper(s) – PR-BLK8 crew | day | 0.01 | 1538 | 0% | 0.01 | 15.38
|  |  | Material – net (excl. wastage) | [5 empty] | 234.8622
|  |  | Material – wastage | [5 empty] | 11.4312
|  |  | Material total | [5 empty] | 246.2934
|  |  | Labour total | [5 empty] | 37.38
|  |  | Equipment total | [5 empty] | 0
|  |  | Transport / handling total | [5 empty] | 0
|  |  | DIRECT COST | [5 empty] | 283.6734
|  |  | Site overheads @ OH_Site | [5 empty] | 8.5102
|  |  | Head-office overheads @ OH_HO | [5 empty] | 14.1837
|  |  | Profit @ Profit | [5 empty] | 28.3673
|  |  | Rate excl. tax | [5 empty] | 334.7346
|  |  | Sales tax (only if Tax_On = Yes) | [5 empty] | 0
|  |  | FINAL RATE per Sft (rounded) | [5 empty] | 335
|  |  | Blank / old (red) inputs in this analysis | [5 empty] | 0
CIV-MAS-004 | Providing and laying 6" hollow block masonry 6" thick in cement sand mortar 1:6 in walls and partitions, including curing, complete in all respects; openings >1.0 Sft deducted. | [7 empty] | Unit: Sft
Item Code | Component | Resource Code | Description | Unit | Consumption / unit | Base Rate PKR | Wastage % | Adjusted Qty | Amount PKR | Input flag
CIV-MAS-004 | Material | MAT-BLK-6H | Blocks 16"x6"x8" with 3/8" joints: 144 ÷ ((16+0.375)×(8+0.375)) | Nos | 1.05 | 165 | 5% | 1.1025 | 181.9155
CIV-MAS-004 | Material | MAT-CEM-OPC | Cement: joint mortar 1:6 × DryF_Mortar ÷ 7 ÷ Bag_cft | bag | 0.0049513 | 1575 | 2% | 0.0050503 | 7.9542
CIV-MAS-004 | Material | MAT-SND-CHN | Sand Chenab: joint mortar × DryF_Mortar × 6/7 | cft | 0.037134 | 80 | 5% | 0.038991 | 3.1193
CIV-MAS-004 | Labour | LAB-MSN | Mason – PR-BLK6 crew | day | 0.0083333 | 2200 | 0% | 0.0083333 | 18.3333
CIV-MAS-004 | Labour | LAB-HLP | Helper(s) – PR-BLK6 crew | day | 0.0083333 | 1538 | 0% | 0.0083333 | 12.8167
|  |  | Material – net (excl. wastage) | [5 empty] | 184.0218
|  |  | Material – wastage | [5 empty] | 8.9671
|  |  | Material total | [5 empty] | 192.9889
|  |  | Labour total | [5 empty] | 31.15
|  |  | Equipment total | [5 empty] | 0
|  |  | Transport / handling total | [5 empty] | 0
|  |  | DIRECT COST | [5 empty] | 224.1389
|  |  | Site overheads @ OH_Site | [5 empty] | 6.7242
|  |  | Head-office overheads @ OH_HO | [5 empty] | 11.2069
|  |  | Profit @ Profit | [5 empty] | 22.4139
|  |  | Rate excl. tax | [5 empty] | 264.4839
|  |  | Sales tax (only if Tax_On = Yes) | [5 empty] | 0
|  |  | FINAL RATE per Sft (rounded) | [5 empty] | 264
|  |  | Blank / old (red) inputs in this analysis | [5 empty] | 0
CIV-MAS-005 | Providing and laying 4" solid block masonry 4" thick in cement sand mortar 1:6 in walls and partitions, including curing, complete in all respects; openings >1.0 Sft deducted. | [7 empty] | Unit: Sft
Item Code | Component | Resource Code | Description | Unit | Consumption / unit | Base Rate PKR | Wastage % | Adjusted Qty | Amount PKR | Input flag
CIV-MAS-005 | Material | MAT-BLK-4S | Blocks 12"x4"x8" with 3/8" joints: 144 ÷ ((12+0.375)×(8+0.375)) | Nos | 1.3894 | 140 | 5% | 1.4589 | 204.2442
CIV-MAS-005 | Material | MAT-CEM-OPC | Cement: joint mortar 1:6 × DryF_Mortar ÷ 7 ÷ Bag_cft | bag | 0.003651 | 1575 | 2% | 0.003724 | 5.8653
CIV-MAS-005 | Material | MAT-SND-CHN | Sand Chenab: joint mortar × DryF_Mortar × 6/7 | cft | 0.027383 | 80 | 5% | 0.028752 | 2.3001
CIV-MAS-005 | Labour | LAB-MSN | Mason – PR-BLK4 crew | day | 0.0066667 | 2200 | 0% | 0.0066667 | 14.6667
CIV-MAS-005 | Labour | LAB-HLP | Helper(s) – PR-BLK4 crew | day | 0.0066667 | 1538 | 0% | 0.0066667 | 10.2533
|  |  | Material – net (excl. wastage) | [5 empty] | 202.4593
|  |  | Material – wastage | [5 empty] | 9.9505
|  |  | Material total | [5 empty] | 212.4097
|  |  | Labour total | [5 empty] | 24.92
|  |  | Equipment total | [5 empty] | 0
|  |  | Transport / handling total | [5 empty] | 0
|  |  | DIRECT COST | [5 empty] | 237.3297
|  |  | Site overheads @ OH_Site | [5 empty] | 7.1199
|  |  | Head-office overheads @ OH_HO | [5 empty] | 11.8665
|  |  | Profit @ Profit | [5 empty] | 23.733
|  |  | Rate excl. tax | [5 empty] | 280.0491
|  |  | Sales tax (only if Tax_On = Yes) | [5 empty] | 0
|  |  | FINAL RATE per Sft (rounded) | [5 empty] | 280
|  |  | Blank / old (red) inputs in this analysis | [5 empty] | 0
CIV-MAS-002 | Providing and laying first class burnt brick masonry 4.5" thick in cement sand mortar 1:4 in partitions, including curing, complete in all respects. | [7 empty] | Unit: Sft
Item Code | Component | Resource Code | Description | Unit | Consumption / unit | Base Rate PKR | Wastage % | Adjusted Qty | Amount PKR | Input flag
CIV-MAS-002 | Material | MAT-BRK-A | Bricks: 13.5 × 0.375 | Nos | 5.0625 | 17.5 | 5% | 5.3156 | 93.0234
CIV-MAS-002 | Material | MAT-CEM-OPC | Cement: 0.375×0.25×DryF_Mortar×1/5÷Bag_cft | bag | 0.0195 | 1575 | 2% | 0.01989 | 31.3268
CIV-MAS-002 | Material | MAT-SND-CHN | Sand: 0.375×0.25×DryF_Mortar×4/5 | cft | 0.0975 | 80 | 5% | 0.10237 | 8.19
CIV-MAS-002 | Labour | LAB-MSN | Mason – PR-BRK45 crew | day | 0.0083333 | 2200 | 0% | 0.0083333 | 18.3333
CIV-MAS-002 | Labour | LAB-HLP | Helper(s) – PR-BRK45 crew | day | 0.0083333 | 1538 | 0% | 0.0083333 | 12.8167
|  |  | Material – net (excl. wastage) | [5 empty] | 127.1063
|  |  | Material – wastage | [5 empty] | 5.4339
|  |  | Material total | [5 empty] | 132.5402
|  |  | Labour total | [5 empty] | 31.15
|  |  | Equipment total | [5 empty] | 0
|  |  | Transport / handling total | [5 empty] | 0
|  |  | DIRECT COST | [5 empty] | 163.6902
|  |  | Site overheads @ OH_Site | [5 empty] | 4.9107
|  |  | Head-office overheads @ OH_HO | [5 empty] | 8.1845
|  |  | Profit @ Profit | [5 empty] | 16.369
|  |  | Rate excl. tax | [5 empty] | 193.1544
|  |  | Sales tax (only if Tax_On = Yes) | [5 empty] | 0
|  |  | FINAL RATE per Sft (rounded) | [5 empty] | 193
|  |  | Blank / old (red) inputs in this analysis | [5 empty] | 0
FIN-SCR-001 | Providing and laying 1.5" thick cement sand screed 1:4 to floors/roofs, laid to level or falls, including bonding slurry and curing, complete in all respects. | [7 empty] | Unit: Sft
Item Code | Component | Resource Code | Description | Unit | Consumption / unit | Base Rate PKR | Wastage % | Adjusted Qty | Amount PKR | Input flag
FIN-SCR-001 | Material | MAT-CEM-OPC | Cement | bag | 0.0273 | 1575 | 2% | 0.027846 | 43.8575
FIN-SCR-001 | Material | MAT-SND-CHN | Sand Chenab | cft | 0.1365 | 80 | 5% | 0.14333 | 11.466
FIN-SCR-001 | Labour | LAB-MSN | Mason – PR-SCR crew | day | 0.010526 | 2200 | 0% | 0.010526 | 23.1579
FIN-SCR-001 | Labour | LAB-HLP | Helper(s) – PR-SCR crew | day | 0.021053 | 1538 | 0% | 0.021053 | 32.3789
|  |  | Material – net (excl. wastage) | [5 empty] | 53.9175
|  |  | Material – wastage | [5 empty] | 1.406
|  |  | Material total | [5 empty] | 55.3235
|  |  | Labour total | [5 empty] | 55.5368
|  |  | Equipment total | [5 empty] | 0
|  |  | Transport / handling total | [5 empty] | 0
|  |  | DIRECT COST | [5 empty] | 110.8603
|  |  | Site overheads @ OH_Site | [5 empty] | 3.3258
|  |  | Head-office overheads @ OH_HO | [5 empty] | 5.543
|  |  | Profit @ Profit | [5 empty] | 11.086
|  |  | Rate excl. tax | [5 empty] | 130.8151
|  |  | Sales tax (only if Tax_On = Yes) | [5 empty] | 0
|  |  | FINAL RATE per Sft (rounded) | [5 empty] | 131
|  |  | Blank / old (red) inputs in this analysis | [5 empty] | 0
FIN-SCR-002 | Providing and laying 2.0" thick cement sand screed 1:4 to floors/roofs, laid to level or falls, including bonding slurry and curing, complete in all respects. | [7 empty] | Unit: Sft
Item Code | Component | Resource Code | Description | Unit | Consumption / unit | Base Rate PKR | Wastage % | Adjusted Qty | Amount PKR | Input flag
FIN-SCR-002 | Material | MAT-CEM-OPC | Cement | bag | 0.0364 | 1575 | 2% | 0.037128 | 58.4766
FIN-SCR-002 | Material | MAT-SND-CHN | Sand Chenab | cft | 0.182 | 80 | 5% | 0.1911 | 15.288
FIN-SCR-002 | Labour | LAB-MSN | Mason – PR-SCR2 crew | day | 0.0125 | 2200 | 0% | 0.0125 | 27.5
FIN-SCR-002 | Labour | LAB-HLP | Helper(s) – PR-SCR2 crew | day | 0.025 | 1538 | 0% | 0.025 | 38.45
|  |  | Material – net (excl. wastage) | [5 empty] | 71.89
|  |  | Material – wastage | [5 empty] | 1.8746
|  |  | Material total | [5 empty] | 73.7646
|  |  | Labour total | [5 empty] | 65.95
|  |  | Equipment total | [5 empty] | 0
|  |  | Transport / handling total | [5 empty] | 0
|  |  | DIRECT COST | [5 empty] | 139.7146
|  |  | Site overheads @ OH_Site | [5 empty] | 4.1914
|  |  | Head-office overheads @ OH_HO | [5 empty] | 6.9857
|  |  | Profit @ Profit | [5 empty] | 13.9715
|  |  | Rate excl. tax | [5 empty] | 164.8632
|  |  | Sales tax (only if Tax_On = Yes) | [5 empty] | 0
|  |  | FINAL RATE per Sft (rounded) | [5 empty] | 165
|  |  | Blank / old (red) inputs in this analysis | [5 empty] | 0
FIN-SCR-003 | Providing and laying 3.0" thick cement sand screed 1:3 to floors/roofs, laid to level or falls, including bonding slurry and curing, complete in all respects. | [7 empty] | Unit: Sft
Item Code | Component | Resource Code | Description | Unit | Consumption / unit | Base Rate PKR | Wastage % | Adjusted Qty | Amount PKR | Input flag
FIN-SCR-003 | Material | MAT-CEM-OPC | Cement | bag | 0.06825 | 1575 | 2% | 0.069615 | 109.6436
FIN-SCR-003 | Material | MAT-SND-CHN | Sand Chenab | cft | 0.25594 | 80 | 5% | 0.26873 | 21.4988
FIN-SCR-003 | Labour | LAB-MSN | Mason – PR-SCR3 crew | day | 0.015385 | 2200 | 0% | 0.015385 | 33.8462
FIN-SCR-003 | Labour | LAB-HLP | Helper(s) – PR-SCR3 crew | day | 0.030769 | 1538 | 0% | 0.030769 | 47.3231
|  |  | Material – net (excl. wastage) | [5 empty] | 127.9688
|  |  | Material – wastage | [5 empty] | 3.1736
|  |  | Material total | [5 empty] | 131.1424
|  |  | Labour total | [5 empty] | 81.1692
|  |  | Equipment total | [5 empty] | 0
|  |  | Transport / handling total | [5 empty] | 0
|  |  | DIRECT COST | [5 empty] | 212.3116
|  |  | Site overheads @ OH_Site | [5 empty] | 6.3693
|  |  | Head-office overheads @ OH_HO | [5 empty] | 10.6156
|  |  | Profit @ Profit | [5 empty] | 21.2312
|  |  | Rate excl. tax | [5 empty] | 250.5277
|  |  | Sales tax (only if Tax_On = Yes) | [5 empty] | 0
|  |  | FINAL RATE per Sft (rounded) | [5 empty] | 251
|  |  | Blank / old (red) inputs in this analysis | [5 empty] | 0
FIN-WPF-001 | Providing and applying one layer 4-thick APP modified bitumen membrane, torch-applied over bitumen primer on roof/terrace slabs incl. upstands, laps and angle fillets, complete in all respects. | [7 empty] | Unit: Sft
Item Code | Component | Resource Code | Description | Unit | Consumption / unit | Base Rate PKR | Wastage % | Adjusted Qty | Amount PKR | Input flag
FIN-WPF-001 | Material | MAT-BIT-PRM | Bitumen primer – nil (included in GRN membrane rate) | litre | 0 | 87.5 | 0% | 0 | 0 | OLD RATE
FIN-WPF-001 | Material | MAT-MEM-APP | Membrane incl. laps | Sft | 1 | 98 | 12% | 1.12 | 109.76
FIN-WPF-001 | Material | MAT-LPG | LPG 0.010 kg/Sft (assumption) | kg | 0.01 | 258.65 | 0% | 0.01 | 2.5865
FIN-WPF-001 | Equipment | EQ-TORCH | Torch set (1 per crew-day) | day | 0.0055556 | 800 | 0% | 0.0055556 | 4.4444
FIN-WPF-001 | Labour | LAB-WPA | Applicator – PR-WPM crew | day | 0.0055556 | 2200 | 0% | 0.0055556 | 12.2222
FIN-WPF-001 | Labour | LAB-HLP | Helper(s) – PR-WPM crew | day | 0.0055556 | 1538 | 0% | 0.0055556 | 8.5444
|  |  | Material – net (excl. wastage) | [5 empty] | 100.5865
|  |  | Material – wastage | [5 empty] | 11.76
|  |  | Material total | [5 empty] | 112.3465
|  |  | Labour total | [5 empty] | 20.7667
|  |  | Equipment total | [5 empty] | 4.4444
|  |  | Transport / handling total | [5 empty] | 0
|  |  | DIRECT COST | [5 empty] | 137.5576
|  |  | Site overheads @ OH_Site | [5 empty] | 4.1267
|  |  | Head-office overheads @ OH_HO | [5 empty] | 6.8779
|  |  | Profit @ Profit | [5 empty] | 13.7558
|  |  | Rate excl. tax | [5 empty] | 162.318
|  |  | Sales tax (only if Tax_On = Yes) | [5 empty] | 0
|  |  | FINAL RATE per Sft (rounded) | [5 empty] | 162
|  |  | Blank / old (red) inputs in this analysis | [5 empty] | 1
FIN-WPF-002 | Providing and applying two-coat polymer-modified cementitious waterproofing to toilets, wet areas and tanks, including surface preparation and corner reinforcement, complete in all respects. | [7 empty] | Unit: Sft
Item Code | Component | Resource Code | Description | Unit | Consumption / unit | Base Rate PKR | Wastage % | Adjusted Qty | Amount PKR | Input flag
FIN-WPF-002 | Material | MAT-CWP | Cementitious coating per Sft (GRN supply rate) | Sft | 1 | 47 | 5% | 1.05 | 49.35 | OLD RATE
FIN-WPF-002 | Labour | LAB-WPA | Applicator – PR-WPC crew | day | 0.0033333 | 2200 | 0% | 0.0033333 | 7.3333
FIN-WPF-002 | Labour | LAB-HLP | Helper(s) – PR-WPC crew | day | 0.0033333 | 1538 | 0% | 0.0033333 | 5.1267
|  |  | Material – net (excl. wastage) | [5 empty] | 47
|  |  | Material – wastage | [5 empty] | 2.35
|  |  | Material total | [5 empty] | 49.35
|  |  | Labour total | [5 empty] | 12.46
|  |  | Equipment total | [5 empty] | 0
|  |  | Transport / handling total | [5 empty] | 0
|  |  | DIRECT COST | [5 empty] | 61.81
|  |  | Site overheads @ OH_Site | [5 empty] | 1.8543
|  |  | Head-office overheads @ OH_HO | [5 empty] | 3.0905
|  |  | Profit @ Profit | [5 empty] | 6.181
|  |  | Rate excl. tax | [5 empty] | 72.9358
|  |  | Sales tax (only if Tax_On = Yes) | [5 empty] | 0
|  |  | FINAL RATE per Sft (rounded) | [5 empty] | 73
|  |  | Blank / old (red) inputs in this analysis | [5 empty] | 1
FIN-WPF-003 | Providing and laying 1.5" thick damp proof course in cement concrete 1:2:4 with two coats of hot bitumen at plinth level, complete in all respects. | [7 empty] | Unit: Sft
Item Code | Component | Resource Code | Description | Unit | Consumption / unit | Base Rate PKR | Wastage % | Adjusted Qty | Amount PKR | Input flag
FIN-WPF-003 | Material | MAT-CEM-OPC | Cement: 0.125×DryF_Conc×1/7÷Bag_cft | bag | 0.022 | 1575 | 2% | 0.02244 | 35.343
FIN-WPF-003 | Material | MAT-SND-CHN | Sand: 0.125×DryF_Conc×2/7 | cft | 0.055 | 80 | 5% | 0.05775 | 4.62
FIN-WPF-003 | Material | MAT-CRS-MGL | Crush 3/8": 0.125×DryF_Conc×4/7 | cft | 0.11 | 180 | 5% | 0.1155 | 20.79
FIN-WPF-003 | Material | MAT-BIT-HOT | Hot bitumen 0.10 kg/Sft (assumption) | kg | 0.1 | 197.5 | 0% | 0.1 | 19.75
FIN-WPF-003 | Labour | LAB-MSN | Mason – PR-DPC crew | day | 0.008 | 2200 | 0% | 0.008 | 17.6
FIN-WPF-003 | Labour | LAB-HLP | Helper(s) – PR-DPC crew | day | 0.016 | 1538 | 0% | 0.016 | 24.608
|  |  | Material – net (excl. wastage) | [5 empty] | 78.6
|  |  | Material – wastage | [5 empty] | 1.903
|  |  | Material total | [5 empty] | 80.503
|  |  | Labour total | [5 empty] | 42.208
|  |  | Equipment total | [5 empty] | 0
|  |  | Transport / handling total | [5 empty] | 0
|  |  | DIRECT COST | [5 empty] | 122.711
|  |  | Site overheads @ OH_Site | [5 empty] | 3.6813
|  |  | Head-office overheads @ OH_HO | [5 empty] | 6.1356
|  |  | Profit @ Profit | [5 empty] | 12.2711
|  |  | Rate excl. tax | [5 empty] | 144.799
|  |  | Sales tax (only if Tax_On = Yes) | [5 empty] | 0
|  |  | FINAL RATE per Sft (rounded) | [5 empty] | 145
|  |  | Blank / old (red) inputs in this analysis | [5 empty] | 0
FIN-FLR-001 | Providing and laying 24"x24" porcelain floor tiles of approved make on cementitious tile adhesive over prepared screed, including grouting, cleaning and protection, complete in all respects. | [7 empty] | Unit: Sft
Item Code | Component | Resource Code | Description | Unit | Consumption / unit | Base Rate PKR | Wastage % | Adjusted Qty | Amount PKR | Input flag
FIN-FLR-001 | Material | MAT-TIL-POR | Tiles incl. cutting | Sft | 1 | 209 | 7% | 1.07 | 223.63
FIN-FLR-001 | Material | MAT-TADH | Adhesive 20 kg bag: 1/60 | bag | 0.016667 | 650 | 5% | 0.0175 | 11.375
FIN-FLR-001 | Material | MAT-GRT | Grout 0.020 kg/Sft (assumption) | kg | 0.02 | 300 | 0% | 0.02 | 6
FIN-FLR-001 | Labour | LAB-TIL | Tiler – PR-TLF crew | day | 0.0083333 | 2500 | 0% | 0.0083333 | 20.8333
FIN-FLR-001 | Labour | LAB-HLP | Helper(s) – PR-TLF crew | day | 0.0083333 | 1538 | 0% | 0.0083333 | 12.8167
|  |  | Material – net (excl. wastage) | [5 empty] | 225.8333
|  |  | Material – wastage | [5 empty] | 15.1717
|  |  | Material total | [5 empty] | 241.005
|  |  | Labour total | [5 empty] | 33.65
|  |  | Equipment total | [5 empty] | 0
|  |  | Transport / handling total | [5 empty] | 0
|  |  | DIRECT COST | [5 empty] | 274.655
|  |  | Site overheads @ OH_Site | [5 empty] | 8.2396
|  |  | Head-office overheads @ OH_HO | [5 empty] | 13.7327
|  |  | Profit @ Profit | [5 empty] | 27.4655
|  |  | Rate excl. tax | [5 empty] | 324.0929
|  |  | Sales tax (only if Tax_On = Yes) | [5 empty] | 0
|  |  | FINAL RATE per Sft (rounded) | [5 empty] | 324
|  |  | Blank / old (red) inputs in this analysis | [5 empty] | 0
FIN-FLR-002 | Providing and laying ceramic floor tiles of approved make on cementitious tile adhesive over prepared screed, including grouting, cleaning and protection, complete in all respects. | [7 empty] | Unit: Sft
Item Code | Component | Resource Code | Description | Unit | Consumption / unit | Base Rate PKR | Wastage % | Adjusted Qty | Amount PKR | Input flag
FIN-FLR-002 | Material | MAT-TIL-CER | Tiles incl. cutting | Sft | 1 | 125 | 7% | 1.07 | 133.75
FIN-FLR-002 | Material | MAT-TADH | Adhesive 20 kg bag: 1/60 | bag | 0.016667 | 650 | 5% | 0.0175 | 11.375
FIN-FLR-002 | Material | MAT-GRT | Grout 0.020 kg/Sft (assumption) | kg | 0.02 | 300 | 0% | 0.02 | 6
FIN-FLR-002 | Labour | LAB-TIL | Tiler – PR-TLF crew | day | 0.0083333 | 2500 | 0% | 0.0083333 | 20.8333
FIN-FLR-002 | Labour | LAB-HLP | Helper(s) – PR-TLF crew | day | 0.0083333 | 1538 | 0% | 0.0083333 | 12.8167
|  |  | Material – net (excl. wastage) | [5 empty] | 141.8333
|  |  | Material – wastage | [5 empty] | 9.2917
|  |  | Material total | [5 empty] | 151.125
|  |  | Labour total | [5 empty] | 33.65
|  |  | Equipment total | [5 empty] | 0
|  |  | Transport / handling total | [5 empty] | 0
|  |  | DIRECT COST | [5 empty] | 184.775
|  |  | Site overheads @ OH_Site | [5 empty] | 5.5432
|  |  | Head-office overheads @ OH_HO | [5 empty] | 9.2387
|  |  | Profit @ Profit | [5 empty] | 18.4775
|  |  | Rate excl. tax | [5 empty] | 218.0345
|  |  | Sales tax (only if Tax_On = Yes) | [5 empty] | 0
|  |  | FINAL RATE per Sft (rounded) | [5 empty] | 218
|  |  | Blank / old (red) inputs in this analysis | [5 empty] | 0
FIN-WAL-001 | Providing and fixing ceramic wall tiles of approved make on cementitious tile adhesive over plastered surface, including grouting, cutting around fixtures and cleaning, complete in all respects. | [7 empty] | Unit: Sft
Item Code | Component | Resource Code | Description | Unit | Consumption / unit | Base Rate PKR | Wastage % | Adjusted Qty | Amount PKR | Input flag
FIN-WAL-001 | Material | MAT-TIL-CER | Tiles incl. cutting | Sft | 1 | 125 | 7% | 1.07 | 133.75
FIN-WAL-001 | Material | MAT-TADH | Adhesive 20 kg bag: 1/90 | bag | 0.011111 | 650 | 5% | 0.011667 | 7.5833
FIN-WAL-001 | Material | MAT-GRT | Grout 0.020 kg/Sft (assumption) | kg | 0.02 | 300 | 0% | 0.02 | 6
FIN-WAL-001 | Labour | LAB-TIL | Tiler – PR-TLW crew | day | 0.01 | 2500 | 0% | 0.01 | 25
FIN-WAL-001 | Labour | LAB-HLP | Helper(s) – PR-TLW crew | day | 0.01 | 1538 | 0% | 0.01 | 15.38
|  |  | Material – net (excl. wastage) | [5 empty] | 138.2222
|  |  | Material – wastage | [5 empty] | 9.1111
|  |  | Material total | [5 empty] | 147.3333
|  |  | Labour total | [5 empty] | 40.38
|  |  | Equipment total | [5 empty] | 0
|  |  | Transport / handling total | [5 empty] | 0
|  |  | DIRECT COST | [5 empty] | 187.7133
|  |  | Site overheads @ OH_Site | [5 empty] | 5.6314
|  |  | Head-office overheads @ OH_HO | [5 empty] | 9.3857
|  |  | Profit @ Profit | [5 empty] | 18.7713
|  |  | Rate excl. tax | [5 empty] | 221.5017
|  |  | Sales tax (only if Tax_On = Yes) | [5 empty] | 0
|  |  | FINAL RATE per Sft (rounded) | [5 empty] | 222
|  |  | Blank / old (red) inputs in this analysis | [5 empty] | 0
FIN-WAL-002 | Providing and fixing porcelain wall tiles of approved make on cementitious tile adhesive, including grouting and cleaning, complete in all respects. | [7 empty] | Unit: Sft
Item Code | Component | Resource Code | Description | Unit | Consumption / unit | Base Rate PKR | Wastage % | Adjusted Qty | Amount PKR | Input flag
FIN-WAL-002 | Material | MAT-TIL-POR | Tiles incl. cutting | Sft | 1 | 209 | 7% | 1.07 | 223.63
FIN-WAL-002 | Material | MAT-TADH | Adhesive 20 kg bag: 1/90 | bag | 0.011111 | 650 | 5% | 0.011667 | 7.5833
FIN-WAL-002 | Material | MAT-GRT | Grout 0.020 kg/Sft (assumption) | kg | 0.02 | 300 | 0% | 0.02 | 6
FIN-WAL-002 | Labour | LAB-TIL | Tiler – PR-TLW crew | day | 0.01 | 2500 | 0% | 0.01 | 25
FIN-WAL-002 | Labour | LAB-HLP | Helper(s) – PR-TLW crew | day | 0.01 | 1538 | 0% | 0.01 | 15.38
|  |  | Material – net (excl. wastage) | [5 empty] | 222.2222
|  |  | Material – wastage | [5 empty] | 14.9911
|  |  | Material total | [5 empty] | 237.2133
|  |  | Labour total | [5 empty] | 40.38
|  |  | Equipment total | [5 empty] | 0
|  |  | Transport / handling total | [5 empty] | 0
|  |  | DIRECT COST | [5 empty] | 277.5933
|  |  | Site overheads @ OH_Site | [5 empty] | 8.3278
|  |  | Head-office overheads @ OH_HO | [5 empty] | 13.8797
|  |  | Profit @ Profit | [5 empty] | 27.7593
|  |  | Rate excl. tax | [5 empty] | 327.5601
|  |  | Sales tax (only if Tax_On = Yes) | [5 empty] | 0
|  |  | FINAL RATE per Sft (rounded) | [5 empty] | 328
|  |  | Blank / old (red) inputs in this analysis | [5 empty] | 0
FIN-FLR-003 | Providing and laying Marble Ziarat White 3/4" marble flooring in 1" thick cement sand mortar 1:4 with cement slurry, including jointing and curing, complete in all respects; grinding and polishing measured separately. | [7 empty] | Unit: Sft
Item Code | Component | Resource Code | Description | Unit | Consumption / unit | Base Rate PKR | Wastage % | Adjusted Qty | Amount PKR | Input flag
FIN-FLR-003 | Material | MAT-MBL-ZW | Marble incl. cutting | Sft | 1 | 337.5 | 7% | 1.07 | 361.125
FIN-FLR-003 | Material | MAT-CEM-OPC | Cement: bed 1:4 + slurry | bag | 0.022326 | 1575 | 2% | 0.022773 | 35.8674
FIN-FLR-003 | Material | MAT-SND-CHN | Sand Chenab: bed 1:4 | cft | 0.086632 | 80 | 5% | 0.090964 | 7.2771
FIN-FLR-003 | Labour | LAB-TIL | Marble fixer – PR-MBL crew | day | 0.0125 | 2500 | 0% | 0.0125 | 31.25
FIN-FLR-003 | Labour | LAB-HLP | Helper(s) – PR-MBL crew | day | 0.0125 | 1538 | 0% | 0.0125 | 19.225
|  |  | Material – net (excl. wastage) | [5 empty] | 379.5946
|  |  | Material – wastage | [5 empty] | 24.6748
|  |  | Material total | [5 empty] | 404.2694
|  |  | Labour total | [5 empty] | 50.475
|  |  | Equipment total | [5 empty] | 0
|  |  | Transport / handling total | [5 empty] | 0
|  |  | DIRECT COST | [5 empty] | 454.7444
|  |  | Site overheads @ OH_Site | [5 empty] | 13.6423
|  |  | Head-office overheads @ OH_HO | [5 empty] | 22.7372
|  |  | Profit @ Profit | [5 empty] | 45.4744
|  |  | Rate excl. tax | [5 empty] | 536.5985
|  |  | Sales tax (only if Tax_On = Yes) | [5 empty] | 0
|  |  | FINAL RATE per Sft (rounded) | [5 empty] | 537
|  |  | Blank / old (red) inputs in this analysis | [5 empty] | 0
FIN-FLR-004 | Providing and laying Marble Tavera 3/4" marble flooring in 1" thick cement sand mortar 1:4 with cement slurry, including jointing and curing, complete in all respects; grinding and polishing measured separately. | [7 empty] | Unit: Sft
Item Code | Component | Resource Code | Description | Unit | Consumption / unit | Base Rate PKR | Wastage % | Adjusted Qty | Amount PKR | Input flag
FIN-FLR-004 | Material | MAT-MBL-TV | Marble incl. cutting | Sft | 1 | 92.5 | 7% | 1.07 | 98.975
FIN-FLR-004 | Material | MAT-CEM-OPC | Cement: bed 1:4 + slurry | bag | 0.022326 | 1575 | 2% | 0.022773 | 35.8674
FIN-FLR-004 | Material | MAT-SND-CHN | Sand Chenab: bed 1:4 | cft | 0.086632 | 80 | 5% | 0.090964 | 7.2771
FIN-FLR-004 | Labour | LAB-TIL | Marble fixer – PR-MBL crew | day | 0.0125 | 2500 | 0% | 0.0125 | 31.25
FIN-FLR-004 | Labour | LAB-HLP | Helper(s) – PR-MBL crew | day | 0.0125 | 1538 | 0% | 0.0125 | 19.225
|  |  | Material – net (excl. wastage) | [5 empty] | 134.5946
|  |  | Material – wastage | [5 empty] | 7.5248
|  |  | Material total | [5 empty] | 142.1194
|  |  | Labour total | [5 empty] | 50.475
|  |  | Equipment total | [5 empty] | 0
|  |  | Transport / handling total | [5 empty] | 0
|  |  | DIRECT COST | [5 empty] | 192.5944
|  |  | Site overheads @ OH_Site | [5 empty] | 5.7778
|  |  | Head-office overheads @ OH_HO | [5 empty] | 9.6297
|  |  | Profit @ Profit | [5 empty] | 19.2594
|  |  | Rate excl. tax | [5 empty] | 227.2615
|  |  | Sales tax (only if Tax_On = Yes) | [5 empty] | 0
|  |  | FINAL RATE per Sft (rounded) | [5 empty] | 227
|  |  | Blank / old (red) inputs in this analysis | [5 empty] | 0
FIN-CLG-001 | Providing and fixing concealed-grid suspended ceiling of Gypsum 1/2" standard gypsum board on GI main and furring channels with hangers, wall angle, screws, joint tape and compound, ready to receive paint, complete in all respects; painting measured separately. | [7 empty] | Unit: Sft
Item Code | Component | Resource Code | Description | Unit | Consumption / unit | Base Rate PKR | Wastage % | Adjusted Qty | Amount PKR | Input flag
FIN-CLG-001 | Material | MAT-GYP-SYS12 | Ceiling system material per Sft (Punjab MRS) – component qty in basis | Sft | 1 | 176.1 | 0% | 1 | 176.1
FIN-CLG-001 | Labour | LAB-CLG | Installer – PR-CLG crew | day | 0.013333 | 2200 | 0% | 0.013333 | 29.3333
FIN-CLG-001 | Labour | LAB-HLP | Helper(s) – PR-CLG crew | day | 0.0066667 | 1538 | 0% | 0.0066667 | 10.2533
|  |  | Material – net (excl. wastage) | [5 empty] | 176.1
|  |  | Material – wastage | [5 empty] | 0
|  |  | Material total | [5 empty] | 176.1
|  |  | Labour total | [5 empty] | 39.5867
|  |  | Equipment total | [5 empty] | 0
|  |  | Transport / handling total | [5 empty] | 0
|  |  | DIRECT COST | [5 empty] | 215.6867
|  |  | Site overheads @ OH_Site | [5 empty] | 6.4706
|  |  | Head-office overheads @ OH_HO | [5 empty] | 10.7843
|  |  | Profit @ Profit | [5 empty] | 21.5687
|  |  | Rate excl. tax | [5 empty] | 254.5103
|  |  | Sales tax (only if Tax_On = Yes) | [5 empty] | 0
|  |  | FINAL RATE per Sft (rounded) | [5 empty] | 255
|  |  | Blank / old (red) inputs in this analysis | [5 empty] | 0
FIN-CLG-002 | Providing and fixing concealed-grid suspended ceiling of Gypsum 1/2" moisture-resistant gypsum board on GI main and furring channels with hangers, wall angle, screws, joint tape and compound, ready to receive paint, complete in all respects; painting measured separately. | [7 empty] | Unit: Sft
Item Code | Component | Resource Code | Description | Unit | Consumption / unit | Base Rate PKR | Wastage % | Adjusted Qty | Amount PKR | Input flag
FIN-CLG-002 | Material | MAT-GYP-SYSMR | Ceiling system material per Sft (Punjab MRS) – component qty in basis | Sft | 1 | 212.19 | 0% | 1 | 212.19
FIN-CLG-002 | Labour | LAB-CLG | Installer – PR-CLG crew | day | 0.013333 | 2200 | 0% | 0.013333 | 29.3333
FIN-CLG-002 | Labour | LAB-HLP | Helper(s) – PR-CLG crew | day | 0.0066667 | 1538 | 0% | 0.0066667 | 10.2533
|  |  | Material – net (excl. wastage) | [5 empty] | 212.19
|  |  | Material – wastage | [5 empty] | 0
|  |  | Material total | [5 empty] | 212.19
|  |  | Labour total | [5 empty] | 39.5867
|  |  | Equipment total | [5 empty] | 0
|  |  | Transport / handling total | [5 empty] | 0
|  |  | DIRECT COST | [5 empty] | 251.7767
|  |  | Site overheads @ OH_Site | [5 empty] | 7.5533
|  |  | Head-office overheads @ OH_HO | [5 empty] | 12.5888
|  |  | Profit @ Profit | [5 empty] | 25.1777
|  |  | Rate excl. tax | [5 empty] | 297.0965
|  |  | Sales tax (only if Tax_On = Yes) | [5 empty] | 0
|  |  | FINAL RATE per Sft (rounded) | [5 empty] | 297
|  |  | Blank / old (red) inputs in this analysis | [5 empty] | 0
FIN-PNT-001 | Providing and applying plastic emulsion paint to internal plastered walls/ceilings: one coat primer, two coats putty sanded smooth and two finish coats, complete in all respects. | [7 empty] | Unit: Sft
Item Code | Component | Resource Code | Description | Unit | Consumption / unit | Base Rate PKR | Wastage % | Adjusted Qty | Amount PKR | Input flag
FIN-PNT-001 | Material | MAT-PNT-PRM | Primer 1 coat = 1/350 gal/Sft | gallon | 0.0028571 | 1011.11 | 5% | 0.003 | 3.0333
FIN-PNT-001 | Material | MAT-PUTTY | Putty 2 coats 0.10 kg/Sft (assumption) | kg | 0.1 | 93.33 | 5% | 0.105 | 9.7996
FIN-PNT-001 | Material | MAT-PNT-PE | Emulsion 2 coats = 2/350 gal/Sft | gallon | 0.0057143 | 2850 | 5% | 0.006 | 17.1
FIN-PNT-001 | Labour | LAB-PNT | Painter – PR-PNT crew | day | 0.0066667 | 2100 | 0% | 0.0066667 | 14
FIN-PNT-001 | Labour | LAB-HLP | Helper(s) – PR-PNT crew | day | 0.0033333 | 1538 | 0% | 0.0033333 | 5.1267
|  |  | Material – net (excl. wastage) | [5 empty] | 28.5076
|  |  | Material – wastage | [5 empty] | 1.4254
|  |  | Material total | [5 empty] | 29.933
|  |  | Labour total | [5 empty] | 19.1267
|  |  | Equipment total | [5 empty] | 0
|  |  | Transport / handling total | [5 empty] | 0
|  |  | DIRECT COST | [5 empty] | 49.0596
|  |  | Site overheads @ OH_Site | [5 empty] | 1.4718
|  |  | Head-office overheads @ OH_HO | [5 empty] | 2.453
|  |  | Profit @ Profit | [5 empty] | 4.906
|  |  | Rate excl. tax | [5 empty] | 57.8904
|  |  | Sales tax (only if Tax_On = Yes) | [5 empty] | 0
|  |  | FINAL RATE per Sft (rounded) | [5 empty] | 58
|  |  | Blank / old (red) inputs in this analysis | [5 empty] | 0
FIN-PNT-002 | Providing and applying exterior weather-shield acrylic paint to external plastered surfaces: one coat alkali-resistant primer and two finish coats, complete in all respects; scaffolding/cradle measured separately. | [7 empty] | Unit: Sft
Item Code | Component | Resource Code | Description | Unit | Consumption / unit | Base Rate PKR | Wastage % | Adjusted Qty | Amount PKR | Input flag
FIN-PNT-002 | Material | MAT-PNT-PRM | Primer 1 coat = 1/350 gal/Sft | gallon | 0.0028571 | 1011.11 | 5% | 0.003 | 3.0333
FIN-PNT-002 | Material | MAT-PNT-WS | Weather shield 2 coats = 2/300 gal/Sft | gallon | 0.0066667 | 5987.8 | 5% | 0.007 | 41.9146
FIN-PNT-002 | Labour | LAB-PNT | Painter – PR-PNX crew | day | 0.014286 | 2100 | 0% | 0.014286 | 30
FIN-PNT-002 | Labour | LAB-HLP | Helper(s) – PR-PNX crew | day | 0.0071429 | 1538 | 0% | 0.0071429 | 10.9857
|  |  | Material – net (excl. wastage) | [5 empty] | 42.8076
|  |  | Material – wastage | [5 empty] | 2.1404
|  |  | Material total | [5 empty] | 44.9479
|  |  | Labour total | [5 empty] | 40.9857
|  |  | Equipment total | [5 empty] | 0
|  |  | Transport / handling total | [5 empty] | 0
|  |  | DIRECT COST | [5 empty] | 85.9336
|  |  | Site overheads @ OH_Site | [5 empty] | 2.578
|  |  | Head-office overheads @ OH_HO | [5 empty] | 4.2967
|  |  | Profit @ Profit | [5 empty] | 8.5934
|  |  | Rate excl. tax | [5 empty] | 101.4017
|  |  | Sales tax (only if Tax_On = Yes) | [5 empty] | 0
|  |  | FINAL RATE per Sft (rounded) | [5 empty] | 101
|  |  | Blank / old (red) inputs in this analysis | [5 empty] | 0
PRE-GEN-001 | Providing, erecting, maintaining for one month and dismantling steel tubular scaffolding to external elevations, complete in all respects. | [7 empty] | Unit: Sft
Item Code | Component | Resource Code | Description | Unit | Consumption / unit | Base Rate PKR | Wastage % | Adjusted Qty | Amount PKR | Input flag
PRE-GEN-001 | Equipment | EQ-SCAF | Scaffold – benchmark all-in | Sft | 1 | 75 | 0% | 1 | 75
PRE-GEN-001 | Labour | LAB-SCF | Scaffolder – nil (in benchmark) | day | 0 | 2200 | 0% | 0 | 0
PRE-GEN-001 | Labour | LAB-HLP | Helpers – nil (in benchmark) | day | 0 | 1538 | 0% | 0 | 0
|  |  | Material – net (excl. wastage) | [5 empty] | 0
|  |  | Material – wastage | [5 empty] | 0
|  |  | Material total | [5 empty] | 0
|  |  | Labour total | [5 empty] | 0
|  |  | Equipment total | [5 empty] | 75
|  |  | Transport / handling total | [5 empty] | 0
|  |  | DIRECT COST | [5 empty] | 75
|  |  | Site overheads @ OH_Site | [5 empty] | 2.25
|  |  | Head-office overheads @ OH_HO | [5 empty] | 3.75
|  |  | Profit @ Profit | [5 empty] | 7.5
|  |  | Rate excl. tax | [5 empty] | 88.5
|  |  | Sales tax (only if Tax_On = Yes) | [5 empty] | 0
|  |  | FINAL RATE per Sft (rounded) | [5 empty] | 89
|  |  | Blank / old (red) inputs in this analysis | [5 empty] | 0
PRE-GEN-002 | Collecting, loading and carting away construction debris to approved dump, complete in all respects. | [7 empty] | Unit: cft
Item Code | Component | Resource Code | Description | Unit | Consumption / unit | Base Rate PKR | Wastage % | Adjusted Qty | Amount PKR | Input flag
PRE-GEN-002 | Labour | LAB-HLP | Helpers 2/150 | day | 0.013333 | 1538 | 0% | 0.013333 | 20.5067
PRE-GEN-002 | Equipment | EQ-TRUCK | Haulage per cft loose | cft | 1 | 45 | 0% | 1 | 45
|  |  | Material – net (excl. wastage) | [5 empty] | 0
|  |  | Material – wastage | [5 empty] | 0
|  |  | Material total | [5 empty] | 0
|  |  | Labour total | [5 empty] | 20.5067
|  |  | Equipment total | [5 empty] | 45
|  |  | Transport / handling total | [5 empty] | 0
|  |  | DIRECT COST | [5 empty] | 65.5067
|  |  | Site overheads @ OH_Site | [5 empty] | 1.9652
|  |  | Head-office overheads @ OH_HO | [5 empty] | 3.2753
|  |  | Profit @ Profit | [5 empty] | 6.5507
|  |  | Rate excl. tax | [5 empty] | 77.2979
|  |  | Sales tax (only if Tax_On = Yes) | [5 empty] | 0
|  |  | FINAL RATE per cft (rounded) | [5 empty] | 77
|  |  | Blank / old (red) inputs in this analysis | [5 empty] | 0
CIV-EW-001 | Excavation in ordinary soil by excavator for foundations/basement, including trimming, dressing and stacking within 150 ft, complete in all respects; disposal measured separately. | [7 empty] | Unit: cft
Item Code | Component | Resource Code | Description | Unit | Consumption / unit | Base Rate PKR | Wastage % | Adjusted Qty | Amount PKR | Input flag
CIV-EW-001 | Equipment | EQ-EXC | Machine excavation – MRS item rate | cft | 1 | 9.523 | 0% | 1 | 9.523
CIV-EW-001 | Labour | LAB-HLP | Trimming – nil (in MRS rate) | day | 0 | 1538 | 0% | 0 | 0
|  |  | Material – net (excl. wastage) | [5 empty] | 0
|  |  | Material – wastage | [5 empty] | 0
|  |  | Material total | [5 empty] | 0
|  |  | Labour total | [5 empty] | 0
|  |  | Equipment total | [5 empty] | 9.523
|  |  | Transport / handling total | [5 empty] | 0
|  |  | DIRECT COST | [5 empty] | 9.523
|  |  | Site overheads @ OH_Site | [5 empty] | 0.28569
|  |  | Head-office overheads @ OH_HO | [5 empty] | 0.47615
|  |  | Profit @ Profit | [5 empty] | 0.9523
|  |  | Rate excl. tax | [5 empty] | 11.2371
|  |  | Sales tax (only if Tax_On = Yes) | [5 empty] | 0
|  |  | FINAL RATE per cft (rounded) | [5 empty] | 11
|  |  | Blank / old (red) inputs in this analysis | [5 empty] | 0
CIV-EW-002 | Excavation in hard soil by excavator for foundations/basement, including trimming, dressing and stacking within 150 ft, complete in all respects; disposal measured separately. | [7 empty] | Unit: cft
Item Code | Component | Resource Code | Description | Unit | Consumption / unit | Base Rate PKR | Wastage % | Adjusted Qty | Amount PKR | Input flag
CIV-EW-002 | Equipment | EQ-EXC-H | Machine excavation – MRS item rate | cft | 1 | 11.164 | 0% | 1 | 11.164
CIV-EW-002 | Labour | LAB-HLP | Trimming – nil (in MRS rate) | day | 0 | 1538 | 0% | 0 | 0
|  |  | Material – net (excl. wastage) | [5 empty] | 0
|  |  | Material – wastage | [5 empty] | 0
|  |  | Material total | [5 empty] | 0
|  |  | Labour total | [5 empty] | 0
|  |  | Equipment total | [5 empty] | 11.164
|  |  | Transport / handling total | [5 empty] | 0
|  |  | DIRECT COST | [5 empty] | 11.164
|  |  | Site overheads @ OH_Site | [5 empty] | 0.33492
|  |  | Head-office overheads @ OH_HO | [5 empty] | 0.5582
|  |  | Profit @ Profit | [5 empty] | 1.1164
|  |  | Rate excl. tax | [5 empty] | 13.1735
|  |  | Sales tax (only if Tax_On = Yes) | [5 empty] | 0
|  |  | FINAL RATE per cft (rounded) | [5 empty] | 13
|  |  | Blank / old (red) inputs in this analysis | [5 empty] | 0
CIV-EW-003 | Excavation by manual labour in ordinary soil in trenches up to 5 ft deep, including trimming and stacking, complete in all respects. | [7 empty] | Unit: cft
Item Code | Component | Resource Code | Description | Unit | Consumption / unit | Base Rate PKR | Wastage % | Adjusted Qty | Amount PKR | Input flag
CIV-EW-003 | Labour | LAB-HLP | Helper 1/80 | day | 0.0125 | 1538 | 0% | 0.0125 | 19.225
|  |  | Material – net (excl. wastage) | [5 empty] | 0
|  |  | Material – wastage | [5 empty] | 0
|  |  | Material total | [5 empty] | 0
|  |  | Labour total | [5 empty] | 19.225
|  |  | Equipment total | [5 empty] | 0
|  |  | Transport / handling total | [5 empty] | 0
|  |  | DIRECT COST | [5 empty] | 19.225
|  |  | Site overheads @ OH_Site | [5 empty] | 0.57675
|  |  | Head-office overheads @ OH_HO | [5 empty] | 0.96125
|  |  | Profit @ Profit | [5 empty] | 1.9225
|  |  | Rate excl. tax | [5 empty] | 22.6855
|  |  | Sales tax (only if Tax_On = Yes) | [5 empty] | 0
|  |  | FINAL RATE per cft (rounded) | [5 empty] | 23
|  |  | Blank / old (red) inputs in this analysis | [5 empty] | 0
CIV-EW-004 | Backfilling with selected excavated material in 6" layers, watered and compacted with plate compactor to 95% MDD, complete in all respects. | [7 empty] | Unit: cft
Item Code | Component | Resource Code | Description | Unit | Consumption / unit | Base Rate PKR | Wastage % | Adjusted Qty | Amount PKR | Input flag
CIV-EW-004 | Material | MAT-WTR | Water 1.0 litre/cft | litre | 1 | 0.686 | 0% | 1 | 0.686
CIV-EW-004 | Labour | LAB-HLP | Helpers PR-BKF crew | day | 0.0053333 | 1538 | 0% | 0.0053333 | 8.2027
CIV-EW-004 | Equipment | EQ-COMP | Compaction – MRS per cft | cft | 1 | 2.011 | 0% | 1 | 2.011
|  |  | Material – net (excl. wastage) | [5 empty] | 0.686
|  |  | Material – wastage | [5 empty] | 0
|  |  | Material total | [5 empty] | 0.686
|  |  | Labour total | [5 empty] | 8.2027
|  |  | Equipment total | [5 empty] | 2.011
|  |  | Transport / handling total | [5 empty] | 0
|  |  | DIRECT COST | [5 empty] | 10.8997
|  |  | Site overheads @ OH_Site | [5 empty] | 0.32699
|  |  | Head-office overheads @ OH_HO | [5 empty] | 0.54498
|  |  | Profit @ Profit | [5 empty] | 1.09
|  |  | Rate excl. tax | [5 empty] | 12.8616
|  |  | Sales tax (only if Tax_On = Yes) | [5 empty] | 0
|  |  | FINAL RATE per cft (rounded) | [5 empty] | 13
|  |  | Blank / old (red) inputs in this analysis | [5 empty] | 0
CIV-EW-005 | Providing and filling Ravi sand under floors in 6" layers, watered and compacted, complete in all respects. | [7 empty] | Unit: cft
Item Code | Component | Resource Code | Description | Unit | Consumption / unit | Base Rate PKR | Wastage % | Adjusted Qty | Amount PKR | Input flag
CIV-EW-005 | Material | MAT-SND-RAV | Ravi sand 1.20 cft/cft | cft | 1.2 | 52 | 0% | 1.2 | 62.4
CIV-EW-005 | Material | MAT-WTR | Water 1.0 litre/cft | litre | 1 | 0.686 | 0% | 1 | 0.686
CIV-EW-005 | Labour | LAB-HLP | Helpers PR-SNF crew | day | 0.0044444 | 1538 | 0% | 0.0044444 | 6.8356
CIV-EW-005 | Equipment | EQ-COMP | Compaction – MRS per cft | cft | 1 | 2.011 | 0% | 1 | 2.011
|  |  | Material – net (excl. wastage) | [5 empty] | 63.086
|  |  | Material – wastage | [5 empty] | 0
|  |  | Material total | [5 empty] | 63.086
|  |  | Labour total | [5 empty] | 6.8356
|  |  | Equipment total | [5 empty] | 2.011
|  |  | Transport / handling total | [5 empty] | 0
|  |  | DIRECT COST | [5 empty] | 71.9326
|  |  | Site overheads @ OH_Site | [5 empty] | 2.158
|  |  | Head-office overheads @ OH_HO | [5 empty] | 3.5966
|  |  | Profit @ Profit | [5 empty] | 7.1933
|  |  | Rate excl. tax | [5 empty] | 84.8804
|  |  | Sales tax (only if Tax_On = Yes) | [5 empty] | 0
|  |  | FINAL RATE per cft (rounded) | [5 empty] | 85
|  |  | Blank / old (red) inputs in this analysis | [5 empty] | 0
CIV-EW-006 | Loading surplus excavated earth by machine and disposing within 5-mile lead, complete in all respects. | [7 empty] | Unit: cft
Item Code | Component | Resource Code | Description | Unit | Consumption / unit | Base Rate PKR | Wastage % | Adjusted Qty | Amount PKR | Input flag
CIV-EW-006 | Equipment | EQ-EXC | Loading – nil (in benchmark) | cft | 0 | 9.523 | 0% | 0 | 0
CIV-EW-006 | Equipment | EQ-TRUCK | Disposal benchmark per cft | cft | 1 | 45 | 0% | 1 | 45
|  |  | Material – net (excl. wastage) | [5 empty] | 0
|  |  | Material – wastage | [5 empty] | 0
|  |  | Material total | [5 empty] | 0
|  |  | Labour total | [5 empty] | 0
|  |  | Equipment total | [5 empty] | 45
|  |  | Transport / handling total | [5 empty] | 0
|  |  | DIRECT COST | [5 empty] | 45
|  |  | Site overheads @ OH_Site | [5 empty] | 1.35
|  |  | Head-office overheads @ OH_HO | [5 empty] | 2.25
|  |  | Profit @ Profit | [5 empty] | 4.5
|  |  | Rate excl. tax | [5 empty] | 53.1
|  |  | Sales tax (only if Tax_On = Yes) | [5 empty] | 0
|  |  | FINAL RATE per cft (rounded) | [5 empty] | 53
|  |  | Blank / old (red) inputs in this analysis | [5 empty] | 0
CIV-EW-007 | Providing anti-termite treatment to foundation bottoms, sides and under floors with approved chemical emulsion, complete in all respects. | [7 empty] | Unit: Sft
Item Code | Component | Resource Code | Description | Unit | Consumption / unit | Base Rate PKR | Wastage % | Adjusted Qty | Amount PKR | Input flag
CIV-EW-007 | Material | MAT-ATC | Chemical 0.005 litre/Sft | litre | 0.005 | 1500 | 0% | 0.005 | 7.5
CIV-EW-007 | Labour | LAB-HLP | Helper 1/1000 | day | 0.001 | 1538 | 0% | 0.001 | 1.538
|  |  | Material – net (excl. wastage) | [5 empty] | 7.5
|  |  | Material – wastage | [5 empty] | 0
|  |  | Material total | [5 empty] | 7.5
|  |  | Labour total | [5 empty] | 1.538
|  |  | Equipment total | [5 empty] | 0
|  |  | Transport / handling total | [5 empty] | 0
|  |  | DIRECT COST | [5 empty] | 9.038
|  |  | Site overheads @ OH_Site | [5 empty] | 0.27114
|  |  | Head-office overheads @ OH_HO | [5 empty] | 0.4519
|  |  | Profit @ Profit | [5 empty] | 0.9038
|  |  | Rate excl. tax | [5 empty] | 10.6648
|  |  | Sales tax (only if Tax_On = Yes) | [5 empty] | 0
|  |  | FINAL RATE per Sft (rounded) | [5 empty] | 11
|  |  | Blank / old (red) inputs in this analysis | [5 empty] | 0
FIN-DOR-001 | Providing and fixing 1.75" solid-core veneered flush door 3'x7' in deodar frame 3"x5" with SS hinges, mortice lock, stopper and polish, complete in all respects. | [7 empty] | Unit: Nos
Item Code | Component | Resource Code | Description | Unit | Consumption / unit | Base Rate PKR | Wastage % | Adjusted Qty | Amount PKR | Input flag
FIN-DOR-001 | Material | MAT-DOR-FL | Leaf 3'x7' = 21 Sft | Sft | 21 | 568.55 | 0% | 21 | 11939.55
FIN-DOR-001 | Material | MAT-TIM-DEO | Frame 1.77 cft | cft | 1.77 | 10304.2 | 10% | 1.947 | 20062.2774
FIN-DOR-001 | Material | MAT-HNG | Hinges 3 | Nos | 3 | 974.4 | 0% | 3 | 2923.2
FIN-DOR-001 | Material | MAT-LCK | Lock set | Nos | 1 | 2742 | 0% | 1 | 2742
FIN-DOR-001 | Material | MAT-DSTP | Stopper | Nos | 1 | 900 | 0% | 1 | 900
FIN-DOR-001 | Material | MAT-POL | Polish 50 Sft | Sft | 50 | 120 | 0% | 50 | 6000
FIN-DOR-001 | Labour | LAB-CRP | Carpenter 1.0 day | day | 1 | 2400 | 0% | 1 | 2400
FIN-DOR-001 | Labour | LAB-HLP | Helper 0.5 day | day | 0.5 | 1538 | 0% | 0.5 | 769
FIN-DOR-001 | Labour | LAB-PNT | Polisher – nil (MAT-POL all-in) | day | 0 | 2100 | 0% | 0 | 0
|  |  | Material – net (excl. wastage) | [5 empty] | 42743.184
|  |  | Material – wastage | [5 empty] | 1823.8434
|  |  | Material total | [5 empty] | 44567.0274
|  |  | Labour total | [5 empty] | 3169
|  |  | Equipment total | [5 empty] | 0
|  |  | Transport / handling total | [5 empty] | 0
|  |  | DIRECT COST | [5 empty] | 47736.0274
|  |  | Site overheads @ OH_Site | [5 empty] | 1432.0808
|  |  | Head-office overheads @ OH_HO | [5 empty] | 2386.8014
|  |  | Profit @ Profit | [5 empty] | 4773.6027
|  |  | Rate excl. tax | [5 empty] | 56328.5123
|  |  | Sales tax (only if Tax_On = Yes) | [5 empty] | 0
|  |  | FINAL RATE per Nos (rounded) | [5 empty] | 56329
|  |  | Blank / old (red) inputs in this analysis | [5 empty] | 0
FIN-DOR-002 | Supplying and installing 90-minute fire-rated steel door set 3'x7' complete with frame and certified ironmongery, complete in all respects. | [7 empty] | Unit: Nos
Item Code | Component | Resource Code | Description | Unit | Consumption / unit | Base Rate PKR | Wastage % | Adjusted Qty | Amount PKR | Input flag
FIN-DOR-002 | Material | MAT-FRD | Fire door set (vendor) | Nos | 1 | 59000 | 0% | 1 | 59000
FIN-DOR-002 | Labour | LAB-CRP | Carpenter 0.5 | day | 0.5 | 2400 | 0% | 0.5 | 1200
FIN-DOR-002 | Labour | LAB-HLP | Helper 0.5 | day | 0.5 | 1538 | 0% | 0.5 | 769
|  |  | Material – net (excl. wastage) | [5 empty] | 59000
|  |  | Material – wastage | [5 empty] | 0
|  |  | Material total | [5 empty] | 59000
|  |  | Labour total | [5 empty] | 1969
|  |  | Equipment total | [5 empty] | 0
|  |  | Transport / handling total | [5 empty] | 0
|  |  | DIRECT COST | [5 empty] | 60969
|  |  | Site overheads @ OH_Site | [5 empty] | 1829.07
|  |  | Head-office overheads @ OH_HO | [5 empty] | 3048.45
|  |  | Profit @ Profit | [5 empty] | 6096.9
|  |  | Rate excl. tax | [5 empty] | 71943.42
|  |  | Sales tax (only if Tax_On = Yes) | [5 empty] | 0
|  |  | FINAL RATE per Nos (rounded) | [5 empty] | 71943
|  |  | Blank / old (red) inputs in this analysis | [5 empty] | 0
FIN-WIN-001 | Supplying, fabricating and installing aluminium sliding window with glazing and hardware, sealed with silicone, complete in all respects. | [7 empty] | Unit: Sft
Item Code | Component | Resource Code | Description | Unit | Consumption / unit | Base Rate PKR | Wastage % | Adjusted Qty | Amount PKR | Input flag
FIN-WIN-001 | Material | MAT-ALW | Window system | Sft | 1 | 1400 | 0% | 1 | 1400
FIN-WIN-001 | Material | MAT-SIL | Silicone 1/75 | Nos | 0.013333 | 445 | 0% | 0.013333 | 5.9333
FIN-WIN-001 | Labour | LAB-GLZ | Glazier – nil (installed rate) | day | 0 | 2200 | 0% | 0 | 0
FIN-WIN-001 | Labour | LAB-HLP | Helper – nil (installed rate) | day | 0 | 1538 | 0% | 0 | 0
|  |  | Material – net (excl. wastage) | [5 empty] | 1405.9333
|  |  | Material – wastage | [5 empty] | 0
|  |  | Material total | [5 empty] | 1405.9333
|  |  | Labour total | [5 empty] | 0
|  |  | Equipment total | [5 empty] | 0
|  |  | Transport / handling total | [5 empty] | 0
|  |  | DIRECT COST | [5 empty] | 1405.9333
|  |  | Site overheads @ OH_Site | [5 empty] | 42.178
|  |  | Head-office overheads @ OH_HO | [5 empty] | 70.2967
|  |  | Profit @ Profit | [5 empty] | 140.5933
|  |  | Rate excl. tax | [5 empty] | 1659.0013
|  |  | Sales tax (only if Tax_On = Yes) | [5 empty] | 0
|  |  | FINAL RATE per Sft (rounded) | [5 empty] | 1659
|  |  | Blank / old (red) inputs in this analysis | [5 empty] | 0
FIN-WIN-002 | Supplying, fabricating and installing upvc window with glazing and hardware, sealed with silicone, complete in all respects. | [7 empty] | Unit: Sft
Item Code | Component | Resource Code | Description | Unit | Consumption / unit | Base Rate PKR | Wastage % | Adjusted Qty | Amount PKR | Input flag
FIN-WIN-002 | Material | MAT-UPW | Window system | Sft | 1 | 2850 | 0% | 1 | 2850
FIN-WIN-002 | Material | MAT-SIL | Silicone 1/75 | Nos | 0.013333 | 445 | 0% | 0.013333 | 5.9333
FIN-WIN-002 | Labour | LAB-GLZ | Glazier – nil (installed rate) | day | 0 | 2200 | 0% | 0 | 0
FIN-WIN-002 | Labour | LAB-HLP | Helper – nil (installed rate) | day | 0 | 1538 | 0% | 0 | 0
|  |  | Material – net (excl. wastage) | [5 empty] | 2855.9333
|  |  | Material – wastage | [5 empty] | 0
|  |  | Material total | [5 empty] | 2855.9333
|  |  | Labour total | [5 empty] | 0
|  |  | Equipment total | [5 empty] | 0
|  |  | Transport / handling total | [5 empty] | 0
|  |  | DIRECT COST | [5 empty] | 2855.9333
|  |  | Site overheads @ OH_Site | [5 empty] | 85.678
|  |  | Head-office overheads @ OH_HO | [5 empty] | 142.7967
|  |  | Profit @ Profit | [5 empty] | 285.5933
|  |  | Rate excl. tax | [5 empty] | 3370.0013
|  |  | Sales tax (only if Tax_On = Yes) | [5 empty] | 0
|  |  | FINAL RATE per Sft (rounded) | [5 empty] | 3370
|  |  | Blank / old (red) inputs in this analysis | [5 empty] | 0
FIN-JNR-001 | Providing and fixing kitchen base cabinet 2'-0" deep x 2'-10" high in laminated 3/4" board with hardware, excluding worktop, complete in all respects. | [7 empty] | Unit: Rft
Item Code | Component | Resource Code | Description | Unit | Consumption / unit | Base Rate PKR | Wastage % | Adjusted Qty | Amount PKR | Input flag
FIN-JNR-001 | Material | MAT-MDF-18 | Board 12 Sft ÷ 32 | sheet | 0.375 | 11000 | 10% | 0.4125 | 4537.5
FIN-JNR-001 | Material | MAT-CAB-HW | Hardware set per Rft | set | 1 | 546 | 0% | 1 | 546
FIN-JNR-001 | Labour | LAB-CRP | Carpenter 0.30 day | day | 0.3 | 2400 | 0% | 0.3 | 720
FIN-JNR-001 | Labour | LAB-HLP | Helper 0.15 day | day | 0.15 | 1538 | 0% | 0.15 | 230.7
|  |  | Material – net (excl. wastage) | [5 empty] | 4671
|  |  | Material – wastage | [5 empty] | 412.5
|  |  | Material total | [5 empty] | 5083.5
|  |  | Labour total | [5 empty] | 950.7
|  |  | Equipment total | [5 empty] | 0
|  |  | Transport / handling total | [5 empty] | 0
|  |  | DIRECT COST | [5 empty] | 6034.2
|  |  | Site overheads @ OH_Site | [5 empty] | 181.026
|  |  | Head-office overheads @ OH_HO | [5 empty] | 301.71
|  |  | Profit @ Profit | [5 empty] | 603.42
|  |  | Rate excl. tax | [5 empty] | 7120.356
|  |  | Sales tax (only if Tax_On = Yes) | [5 empty] | 0
|  |  | FINAL RATE per Rft (rounded) | [5 empty] | 7120
|  |  | Blank / old (red) inputs in this analysis | [5 empty] | 0
FAC-CW-001 | Supplying and installing unitized aluminium curtain wall with DGU, brackets, fire-stop and sealants, complete in all respects. | [7 empty] | Unit: Sft
Item Code | Component | Resource Code | Description | Unit | Consumption / unit | Base Rate PKR | Wastage % | Adjusted Qty | Amount PKR | Input flag
FAC-CW-001 | Material | MAT-CW | CW system (vendor, installed) | Sft | 1 | 4500 | 0% | 1 | 4500
FAC-CW-001 | Material | MAT-FSTOP | Fire-stop 0.10 Rft/Sft | Rft | 0.1 | 350 | 0% | 0.1 | 35
FAC-CW-001 | Equipment | EQ-CRADLE | Cradle access | Sft | 1 | 3.75 | 0% | 1 | 3.75
|  |  | Material – net (excl. wastage) | [5 empty] | 4535
|  |  | Material – wastage | [5 empty] | 0
|  |  | Material total | [5 empty] | 4535
|  |  | Labour total | [5 empty] | 0
|  |  | Equipment total | [5 empty] | 3.75
|  |  | Transport / handling total | [5 empty] | 0
|  |  | DIRECT COST | [5 empty] | 4538.75
|  |  | Site overheads @ OH_Site | [5 empty] | 136.1625
|  |  | Head-office overheads @ OH_HO | [5 empty] | 226.9375
|  |  | Profit @ Profit | [5 empty] | 453.875
|  |  | Rate excl. tax | [5 empty] | 5355.725
|  |  | Sales tax (only if Tax_On = Yes) | [5 empty] | 0
|  |  | FINAL RATE per Sft (rounded) | [5 empty] | 5356
|  |  | Blank / old (red) inputs in this analysis | [5 empty] | 0
FAC-ACP-001 | Providing and fixing PVDF aluminium composite panel cladding on aluminium subframe with brackets, anchors and weather-seal, complete in all respects. | [7 empty] | Unit: Sft
Item Code | Component | Resource Code | Description | Unit | Consumption / unit | Base Rate PKR | Wastage % | Adjusted Qty | Amount PKR | Input flag
FAC-ACP-001 | Material | MAT-ACP | Panel incl. folds | Sft | 1.15 | 500 | 0% | 1.15 | 575
FAC-ACP-001 | Material | MAT-ALSF | Subframe 0.8 kg | kg | 0.8 | 1300 | 0% | 0.8 | 1040
FAC-ACP-001 | Material | MAT-BRKT | Brackets 0.25 | Nos | 0.25 | 350 | 0% | 0.25 | 87.5
FAC-ACP-001 | Material | MAT-SIL | Sealant 1/40 | Nos | 0.025 | 445 | 0% | 0.025 | 11.125
FAC-ACP-001 | Labour | LAB-CLD | Cladding fixer 1/40 | day | 0.025 | 2200 | 0% | 0.025 | 55
FAC-ACP-001 | Labour | LAB-HLP | Helper 1/40 | day | 0.025 | 1538 | 0% | 0.025 | 38.45
FAC-ACP-001 | Equipment | EQ-CRADLE | Cradle access | Sft | 1 | 3.75 | 0% | 1 | 3.75
|  |  | Material – net (excl. wastage) | [5 empty] | 1713.625
|  |  | Material – wastage | [5 empty] | 0
|  |  | Material total | [5 empty] | 1713.625
|  |  | Labour total | [5 empty] | 93.45
|  |  | Equipment total | [5 empty] | 3.75
|  |  | Transport / handling total | [5 empty] | 0
|  |  | DIRECT COST | [5 empty] | 1810.825
|  |  | Site overheads @ OH_Site | [5 empty] | 54.3248
|  |  | Head-office overheads @ OH_HO | [5 empty] | 90.5413
|  |  | Profit @ Profit | [5 empty] | 181.0825
|  |  | Rate excl. tax | [5 empty] | 2136.7735
|  |  | Sales tax (only if Tax_On = Yes) | [5 empty] | 0
|  |  | FINAL RATE per Sft (rounded) | [5 empty] | 2137
|  |  | Blank / old (red) inputs in this analysis | [5 empty] | 0
FAC-STN-001 | Providing and fixing 1.25" granite cladding with SS 316 anchors, open/sealed joints, complete in all respects. | [7 empty] | Unit: Sft
Item Code | Component | Resource Code | Description | Unit | Consumption / unit | Base Rate PKR | Wastage % | Adjusted Qty | Amount PKR | Input flag
FAC-STN-001 | Material | MAT-GRN | Granite incl. waste | Sft | 1.07 | 1055.2 | 0% | 1.07 | 1129.064
FAC-STN-001 | Material | MAT-SSANC | Anchor sets | Nos | 1 | 450 | 0% | 1 | 450
FAC-STN-001 | Material | MAT-SIL | Sealant 1/60 | Nos | 0.016667 | 445 | 0% | 0.016667 | 7.4167
FAC-STN-001 | Labour | LAB-CLD | Cladding fixer 1/30 | day | 0.033333 | 2200 | 0% | 0.033333 | 73.3333
FAC-STN-001 | Labour | LAB-HLP | Helper 1/30 | day | 0.033333 | 1538 | 0% | 0.033333 | 51.2667
FAC-STN-001 | Equipment | EQ-CRADLE | Cradle access | Sft | 1 | 3.75 | 0% | 1 | 3.75
|  |  | Material – net (excl. wastage) | [5 empty] | 1586.4807
|  |  | Material – wastage | [5 empty] | 0
|  |  | Material total | [5 empty] | 1586.4807
|  |  | Labour total | [5 empty] | 124.6
|  |  | Equipment total | [5 empty] | 3.75
|  |  | Transport / handling total | [5 empty] | 0
|  |  | DIRECT COST | [5 empty] | 1714.8307
|  |  | Site overheads @ OH_Site | [5 empty] | 51.4449
|  |  | Head-office overheads @ OH_HO | [5 empty] | 85.7415
|  |  | Profit @ Profit | [5 empty] | 171.4831
|  |  | Rate excl. tax | [5 empty] | 2023.5002
|  |  | Sales tax (only if Tax_On = Yes) | [5 empty] | 0
|  |  | FINAL RATE per Sft (rounded) | [5 empty] | 2024
|  |  | Blank / old (red) inputs in this analysis | [5 empty] | 0
EXT-PAV-001 | Providing and laying grey tuff tiles on 2" compacted sand bed with sand-filled joints, compacted with plate compactor, complete in all respects; edge restraint measured separately. | [7 empty] | Unit: Sft
Item Code | Component | Resource Code | Description | Unit | Consumption / unit | Base Rate PKR | Wastage % | Adjusted Qty | Amount PKR | Input flag
EXT-PAV-001 | Material | MAT-TUFF | Tuff tile | Sft | 1 | 150 | 7% | 1.07 | 160.5
EXT-PAV-001 | Material | MAT-SND-RAV | Sand bed 2" + joints | cft | 0.20004 | 52 | 0% | 0.20004 | 10.4021
EXT-PAV-001 | Labour | LAB-MSN | Mason 1/300 | day | 0.0033333 | 2200 | 0% | 0.0033333 | 7.3333
EXT-PAV-001 | Labour | LAB-HLP | Helpers 2/300 | day | 0.0066667 | 1538 | 0% | 0.0066667 | 10.2533
EXT-PAV-001 | Equipment | EQ-COMP | Compaction of 2" bed – MRS per cft | cft | 0.1667 | 2.011 | 0% | 0.1667 | 0.33523
|  |  | Material – net (excl. wastage) | [5 empty] | 160.4021
|  |  | Material – wastage | [5 empty] | 10.5
|  |  | Material total | [5 empty] | 170.9021
|  |  | Labour total | [5 empty] | 17.5867
|  |  | Equipment total | [5 empty] | 0.33523
|  |  | Transport / handling total | [5 empty] | 0
|  |  | DIRECT COST | [5 empty] | 188.824
|  |  | Site overheads @ OH_Site | [5 empty] | 5.6647
|  |  | Head-office overheads @ OH_HO | [5 empty] | 9.4412
|  |  | Profit @ Profit | [5 empty] | 18.8824
|  |  | Rate excl. tax | [5 empty] | 222.8123
|  |  | Sales tax (only if Tax_On = Yes) | [5 empty] | 0
|  |  | FINAL RATE per Sft (rounded) | [5 empty] | 223
|  |  | Blank / old (red) inputs in this analysis | [5 empty] | 0
EXT-KRB-001 | Providing and laying precast concrete kerb on 1:4:8 PCC bedding and haunching, pointed in 1:3 mortar, complete in all respects. | [7 empty] | Unit: Rft
Item Code | Component | Resource Code | Description | Unit | Consumption / unit | Base Rate PKR | Wastage % | Adjusted Qty | Amount PKR | Input flag
EXT-KRB-001 | Material | MAT-KERB | Kerb | Rft | 1 | 468.5 | 5% | 1.05 | 491.925
EXT-KRB-001 | Material | MAT-CEM-OPC | Cement: 0.25×DryF_Conc/13/Bag_cft | bag | 0 | 1575 | 2% | 0 | 0
EXT-KRB-001 | Material | MAT-SND-CHN | Sand 0.25×DryF_Conc×4/13 | cft | 0 | 80 | 5% | 0 | 0
EXT-KRB-001 | Material | MAT-CRS-MGL | Crush 0.25×DryF_Conc×8/13 | cft | 0 | 180 | 5% | 0 | 0
EXT-KRB-001 | Labour | LAB-MSN | Mason 1/60 | day | 0.016667 | 2200 | 0% | 0.016667 | 36.6667
EXT-KRB-001 | Labour | LAB-HLP | Helpers 2/60 | day | 0.033333 | 1538 | 0% | 0.033333 | 51.2667
|  |  | Material – net (excl. wastage) | [5 empty] | 468.5
|  |  | Material – wastage | [5 empty] | 23.425
|  |  | Material total | [5 empty] | 491.925
|  |  | Labour total | [5 empty] | 87.9333
|  |  | Equipment total | [5 empty] | 0
|  |  | Transport / handling total | [5 empty] | 0
|  |  | DIRECT COST | [5 empty] | 579.8583
|  |  | Site overheads @ OH_Site | [5 empty] | 17.3957
|  |  | Head-office overheads @ OH_HO | [5 empty] | 28.9929
|  |  | Profit @ Profit | [5 empty] | 57.9858
|  |  | Rate excl. tax | [5 empty] | 684.2328
|  |  | Sales tax (only if Tax_On = Yes) | [5 empty] | 0
|  |  | FINAL RATE per Rft (rounded) | [5 empty] | 684
|  |  | Blank / old (red) inputs in this analysis | [5 empty] | 0
EXT-RD-001 | Providing, laying and compacting granular subbase in 6" layers to 98% MDD, complete in all respects. | [7 empty] | Unit: cft
Item Code | Component | Resource Code | Description | Unit | Consumption / unit | Base Rate PKR | Wastage % | Adjusted Qty | Amount PKR | Input flag
EXT-RD-001 | Material | MAT-SUBB | Subbase loose | cft | 1.25 | 100 | 0% | 1.25 | 125
EXT-RD-001 | Material | MAT-WTR | Water 1.5 litre/cft | litre | 1.5 | 0.686 | 0% | 1.5 | 1.029
EXT-RD-001 | Equipment | EQ-ROL | Compaction – MRS per cft | cft | 1 | 2.011 | 0% | 1 | 2.011
EXT-RD-001 | Labour | LAB-HLP | Helpers 3/3000 | day | 0.001 | 1538 | 0% | 0.001 | 1.538
|  |  | Material – net (excl. wastage) | [5 empty] | 126.029
|  |  | Material – wastage | [5 empty] | 0
|  |  | Material total | [5 empty] | 126.029
|  |  | Labour total | [5 empty] | 1.538
|  |  | Equipment total | [5 empty] | 2.011
|  |  | Transport / handling total | [5 empty] | 0
|  |  | DIRECT COST | [5 empty] | 129.578
|  |  | Site overheads @ OH_Site | [5 empty] | 3.8873
|  |  | Head-office overheads @ OH_HO | [5 empty] | 6.4789
|  |  | Profit @ Profit | [5 empty] | 12.9578
|  |  | Rate excl. tax | [5 empty] | 152.902
|  |  | Sales tax (only if Tax_On = Yes) | [5 empty] | 0
|  |  | FINAL RATE per cft (rounded) | [5 empty] | 153
|  |  | Blank / old (red) inputs in this analysis | [5 empty] | 0
EXT-RD-002 | Providing and laying 2" asphaltic concrete wearing course incl. tack coat, compacted, complete in all respects. | [7 empty] | Unit: Sft
Item Code | Component | Resource Code | Description | Unit | Consumption / unit | Base Rate PKR | Wastage % | Adjusted Qty | Amount PKR | Input flag
EXT-RD-002 | Material | MAT-ASPH | Asphalt supply & lay (vendor) | Sft | 1 | 142.31 | 0% | 1 | 142.31
|  |  | Material – net (excl. wastage) | [5 empty] | 142.31
|  |  | Material – wastage | [5 empty] | 0
|  |  | Material total | [5 empty] | 142.31
|  |  | Labour total | [5 empty] | 0
|  |  | Equipment total | [5 empty] | 0
|  |  | Transport / handling total | [5 empty] | 0
|  |  | DIRECT COST | [5 empty] | 142.31
|  |  | Site overheads @ OH_Site | [5 empty] | 4.2693
|  |  | Head-office overheads @ OH_HO | [5 empty] | 7.1155
|  |  | Profit @ Profit | [5 empty] | 14.231
|  |  | Rate excl. tax | [5 empty] | 167.9258
|  |  | Sales tax (only if Tax_On = Yes) | [5 empty] | 0
|  |  | FINAL RATE per Sft (rounded) | [5 empty] | 168
|  |  | Blank / old (red) inputs in this analysis | [5 empty] | 0
EXT-DRN-001 | Constructing brick manhole 3'x3' internal, 5' deep, 9" walls in 1:6 on 6" PCC 1:4:8 base, ½" plaster 1:3 inside, with cover and frame, complete in all respects; excavation measured separately. | [7 empty] | Unit: Nos
Item Code | Component | Resource Code | Description | Unit | Consumption / unit | Base Rate PKR | Wastage % | Adjusted Qty | Amount PKR | Input flag
EXT-DRN-001 | Material | MAT-BRK-A | Bricks 13.5 × 56.25 | Nos | 759.375 | 17.5 | 5% | 797.3438 | 13953.5156
EXT-DRN-001 | Material | MAT-CEM-OPC | Cement: mortar + PCC + plaster | bag | 4.2922 | 1575 | 2% | 4.378 | 6895.4285
EXT-DRN-001 | Material | MAT-SND-CHN | Sand: mortar + PCC + plaster | cft | 25.563 | 80 | 5% | 26.8411 | 2147.2914
EXT-DRN-001 | Material | MAT-CRS-MGL | Crush: PCC | cft | 13.0592 | 180 | 5% | 13.7122 | 2468.1888
EXT-DRN-001 | Material | MAT-MHC | Cover & frame | Nos | 1 | 6089.85 | 0% | 1 | 6089.85
EXT-DRN-001 | Labour | LAB-MSN | Mason 3.0 days | day | 3 | 2200 | 0% | 3 | 6600
EXT-DRN-001 | Labour | LAB-HLP | Helpers 6.0 days | day | 6 | 1538 | 0% | 6 | 9228
|  |  | Material – net (excl. wastage) | [5 empty] | 30534.8319
|  |  | Material – wastage | [5 empty] | 1019.4424
|  |  | Material total | [5 empty] | 31554.2743
|  |  | Labour total | [5 empty] | 15828
|  |  | Equipment total | [5 empty] | 0
|  |  | Transport / handling total | [5 empty] | 0
|  |  | DIRECT COST | [5 empty] | 47382.2743
|  |  | Site overheads @ OH_Site | [5 empty] | 1421.4682
|  |  | Head-office overheads @ OH_HO | [5 empty] | 2369.1137
|  |  | Profit @ Profit | [5 empty] | 4738.2274
|  |  | Rate excl. tax | [5 empty] | 55911.0837
|  |  | Sales tax (only if Tax_On = Yes) | [5 empty] | 0
|  |  | FINAL RATE per Nos (rounded) | [5 empty] | 55911
|  |  | Blank / old (red) inputs in this analysis | [5 empty] | 0
EXT-LND-001 | Providing and laying grass turf on prepared ground, watered and maintained till establishment, complete in all respects. | [7 empty] | Unit: Sft
Item Code | Component | Resource Code | Description | Unit | Consumption / unit | Base Rate PKR | Wastage % | Adjusted Qty | Amount PKR | Input flag
EXT-LND-001 | Material | MAT-TURF | Turf 1.05 | Sft | 1.05 | 9 | 0% | 1.05 | 9.45
EXT-LND-001 | Labour | LAB-HLP | Helper 1/500 | day | 0.002 | 1538 | 0% | 0.002 | 3.076
|  |  | Material – net (excl. wastage) | [5 empty] | 9.45
|  |  | Material – wastage | [5 empty] | 0
|  |  | Material total | [5 empty] | 9.45
|  |  | Labour total | [5 empty] | 3.076
|  |  | Equipment total | [5 empty] | 0
|  |  | Transport / handling total | [5 empty] | 0
|  |  | DIRECT COST | [5 empty] | 12.526
|  |  | Site overheads @ OH_Site | [5 empty] | 0.37578
|  |  | Head-office overheads @ OH_HO | [5 empty] | 0.6263
|  |  | Profit @ Profit | [5 empty] | 1.2526
|  |  | Rate excl. tax | [5 empty] | 14.7807
|  |  | Sales tax (only if Tax_On = Yes) | [5 empty] | 0
|  |  | FINAL RATE per Sft (rounded) | [5 empty] | 15
|  |  | Blank / old (red) inputs in this analysis | [5 empty] | 0
PLB-PPR-075 | Providing and fixing PPR PN-20 pipe 1/2" with fusion-welded fittings and clamps, concealed or exposed, pressure-tested, complete in all respects. | [7 empty] | Unit: Rft
Item Code | Component | Resource Code | Description | Unit | Consumption / unit | Base Rate PKR | Wastage % | Adjusted Qty | Amount PKR | Input flag
PLB-PPR-075 | Material | MAT-PPR-075 | Pipe 1/2" | Rft | 1 | 98.75 | 5% | 1.05 | 103.6875
PLB-PPR-075 | Material | MAT-PPR-075-EL | Elbows 0.15 per Rft | Nos | 0.15 | 38 | 0% | 0.15 | 5.7
PLB-PPR-075 | Material | MAT-PPR-075-SO | Sockets 1 per 13.12 ft | Nos | 0.07622 | 27 | 0% | 0.07622 | 2.0579
PLB-PPR-075 | Material | MAT-PPR-075-TE | Tees 0.08 per Rft | Nos | 0.08 | 50 | 0% | 0.08 | 4
PLB-PPR-075 | Material | MAT-CLMP | Clamps @3 ft | Nos | 0.33333 | 123.1 | 0% | 0.33333 | 41.0333 | OLD RATE
PLB-PPR-075 | Labour | LAB-PLB | Plumber PR-PPR-S crew | day | 0.022222 | 2600 | 0% | 0.022222 | 57.7778
PLB-PPR-075 | Labour | LAB-HLP | Helper PR-PPR-S crew | day | 0.022222 | 1538 | 0% | 0.022222 | 34.1778
|  |  | Material – net (excl. wastage) | [5 empty] | 151.5413
|  |  | Material – wastage | [5 empty] | 4.9375
|  |  | Material total | [5 empty] | 156.4788
|  |  | Labour total | [5 empty] | 91.9556
|  |  | Equipment total | [5 empty] | 0
|  |  | Transport / handling total | [5 empty] | 0
|  |  | DIRECT COST | [5 empty] | 248.4343
|  |  | Site overheads @ OH_Site | [5 empty] | 7.453
|  |  | Head-office overheads @ OH_HO | [5 empty] | 12.4217
|  |  | Profit @ Profit | [5 empty] | 24.8434
|  |  | Rate excl. tax | [5 empty] | 293.1525
|  |  | Sales tax (only if Tax_On = Yes) | [5 empty] | 0
|  |  | FINAL RATE per Rft (rounded) | [5 empty] | 293
|  |  | Blank / old (red) inputs in this analysis | [5 empty] | 1
PLB-PPR-100 | Providing and fixing PPR PN-20 pipe 3/4" with fusion-welded fittings and clamps, concealed or exposed, pressure-tested, complete in all respects. | [7 empty] | Unit: Rft
Item Code | Component | Resource Code | Description | Unit | Consumption / unit | Base Rate PKR | Wastage % | Adjusted Qty | Amount PKR | Input flag
PLB-PPR-100 | Material | MAT-PPR-100 | Pipe 3/4" | Rft | 1 | 145.38 | 5% | 1.05 | 152.649
PLB-PPR-100 | Material | MAT-PPR-100-EL | Elbows 0.15 per Rft | Nos | 0.15 | 54.5 | 0% | 0.15 | 8.175
PLB-PPR-100 | Material | MAT-PPR-100-SO | Sockets 1 per 13.12 ft | Nos | 0.07622 | 38.5 | 0% | 0.07622 | 2.9345
PLB-PPR-100 | Material | MAT-PPR-100-TE | Tees 0.08 per Rft | Nos | 0.08 | 71.5 | 0% | 0.08 | 5.72
PLB-PPR-100 | Material | MAT-CLMP | Clamps @3 ft | Nos | 0.33333 | 123.1 | 0% | 0.33333 | 41.0333 | OLD RATE
PLB-PPR-100 | Labour | LAB-PLB | Plumber PR-PPR-S crew | day | 0.022222 | 2600 | 0% | 0.022222 | 57.7778
PLB-PPR-100 | Labour | LAB-HLP | Helper PR-PPR-S crew | day | 0.022222 | 1538 | 0% | 0.022222 | 34.1778
|  |  | Material – net (excl. wastage) | [5 empty] | 203.2428
|  |  | Material – wastage | [5 empty] | 7.269
|  |  | Material total | [5 empty] | 210.5118
|  |  | Labour total | [5 empty] | 91.9556
|  |  | Equipment total | [5 empty] | 0
|  |  | Transport / handling total | [5 empty] | 0
|  |  | DIRECT COST | [5 empty] | 302.4673
|  |  | Site overheads @ OH_Site | [5 empty] | 9.074
|  |  | Head-office overheads @ OH_HO | [5 empty] | 15.1234
|  |  | Profit @ Profit | [5 empty] | 30.2467
|  |  | Rate excl. tax | [5 empty] | 356.9115
|  |  | Sales tax (only if Tax_On = Yes) | [5 empty] | 0
|  |  | FINAL RATE per Rft (rounded) | [5 empty] | 357
|  |  | Blank / old (red) inputs in this analysis | [5 empty] | 1
PLB-PPR-125 | Providing and fixing PPR PN-20 pipe 1" with fusion-welded fittings and clamps, concealed or exposed, pressure-tested, complete in all respects. | [7 empty] | Unit: Rft
Item Code | Component | Resource Code | Description | Unit | Consumption / unit | Base Rate PKR | Wastage % | Adjusted Qty | Amount PKR | Input flag
PLB-PPR-125 | Material | MAT-PPR-125 | Pipe 1" | Rft | 1 | 242.61 | 5% | 1.05 | 254.7405
PLB-PPR-125 | Material | MAT-PPR-125-EL | Elbows 0.15 per Rft | Nos | 0.15 | 93 | 0% | 0.15 | 13.95
PLB-PPR-125 | Material | MAT-PPR-125-SO | Sockets 1 per 13.12 ft | Nos | 0.07622 | 64.5 | 0% | 0.07622 | 4.9162
PLB-PPR-125 | Material | MAT-PPR-125-TE | Tees 0.08 per Rft | Nos | 0.08 | 139 | 0% | 0.08 | 11.12
PLB-PPR-125 | Material | MAT-CLMP | Clamps @3 ft | Nos | 0.33333 | 123.1 | 0% | 0.33333 | 41.0333 | OLD RATE
PLB-PPR-125 | Labour | LAB-PLB | Plumber PR-PPR-S crew | day | 0.022222 | 2600 | 0% | 0.022222 | 57.7778
PLB-PPR-125 | Labour | LAB-HLP | Helper PR-PPR-S crew | day | 0.022222 | 1538 | 0% | 0.022222 | 34.1778
|  |  | Material – net (excl. wastage) | [5 empty] | 313.6295
|  |  | Material – wastage | [5 empty] | 12.1305
|  |  | Material total | [5 empty] | 325.76
|  |  | Labour total | [5 empty] | 91.9556
|  |  | Equipment total | [5 empty] | 0
|  |  | Transport / handling total | [5 empty] | 0
|  |  | DIRECT COST | [5 empty] | 417.7155
|  |  | Site overheads @ OH_Site | [5 empty] | 12.5315
|  |  | Head-office overheads @ OH_HO | [5 empty] | 20.8858
|  |  | Profit @ Profit | [5 empty] | 41.7716
|  |  | Rate excl. tax | [5 empty] | 492.9043
|  |  | Sales tax (only if Tax_On = Yes) | [5 empty] | 0
|  |  | FINAL RATE per Rft (rounded) | [5 empty] | 493
|  |  | Blank / old (red) inputs in this analysis | [5 empty] | 1
PLB-PPR-150 | Providing and fixing PPR PN-20 pipe 1-1/4" with fusion-welded fittings and clamps, concealed or exposed, pressure-tested, complete in all respects. | [7 empty] | Unit: Rft
Item Code | Component | Resource Code | Description | Unit | Consumption / unit | Base Rate PKR | Wastage % | Adjusted Qty | Amount PKR | Input flag
PLB-PPR-150 | Material | MAT-PPR-150 | Pipe 1-1/4" | Rft | 1 | 366.96 | 5% | 1.05 | 385.308
PLB-PPR-150 | Material | MAT-PPR-150-EL | Elbows 0.15 per Rft | Nos | 0.15 | 160 | 0% | 0.15 | 24
PLB-PPR-150 | Material | MAT-PPR-150-SO | Sockets 1 per 13.12 ft | Nos | 0.07622 | 111 | 0% | 0.07622 | 8.4604
PLB-PPR-150 | Material | MAT-PPR-150-TE | Tees 0.08 per Rft | Nos | 0.08 | 203 | 0% | 0.08 | 16.24
PLB-PPR-150 | Material | MAT-CLMP | Clamps @3 ft | Nos | 0.33333 | 123.1 | 0% | 0.33333 | 41.0333 | OLD RATE
PLB-PPR-150 | Labour | LAB-PLB | Plumber PR-PPR-M crew | day | 0.028571 | 2600 | 0% | 0.028571 | 74.2857
PLB-PPR-150 | Labour | LAB-HLP | Helper PR-PPR-M crew | day | 0.028571 | 1538 | 0% | 0.028571 | 43.9429
|  |  | Material – net (excl. wastage) | [5 empty] | 456.6937
|  |  | Material – wastage | [5 empty] | 18.348
|  |  | Material total | [5 empty] | 475.0417
|  |  | Labour total | [5 empty] | 118.2286
|  |  | Equipment total | [5 empty] | 0
|  |  | Transport / handling total | [5 empty] | 0
|  |  | DIRECT COST | [5 empty] | 593.2703
|  |  | Site overheads @ OH_Site | [5 empty] | 17.7981
|  |  | Head-office overheads @ OH_HO | [5 empty] | 29.6635
|  |  | Profit @ Profit | [5 empty] | 59.327
|  |  | Rate excl. tax | [5 empty] | 700.0589
|  |  | Sales tax (only if Tax_On = Yes) | [5 empty] | 0
|  |  | FINAL RATE per Rft (rounded) | [5 empty] | 700
|  |  | Blank / old (red) inputs in this analysis | [5 empty] | 1
PLB-PPR-175 | Providing and fixing PPR PN-20 pipe 1-1/2" with fusion-welded fittings and clamps, concealed or exposed, pressure-tested, complete in all respects. | [7 empty] | Unit: Rft
Item Code | Component | Resource Code | Description | Unit | Consumption / unit | Base Rate PKR | Wastage % | Adjusted Qty | Amount PKR | Input flag
PLB-PPR-175 | Material | MAT-PPR-175 | Pipe 1-1/2" | Rft | 1 | 583.05 | 5% | 1.05 | 612.2025
PLB-PPR-175 | Material | MAT-PPR-175-EL | Elbows 0.15 per Rft | Nos | 0.15 | 361 | 0% | 0.15 | 54.15
PLB-PPR-175 | Material | MAT-PPR-175-SO | Sockets 1 per 13.12 ft | Nos | 0.07622 | 256 | 0% | 0.07622 | 19.5122
PLB-PPR-175 | Material | MAT-PPR-175-TE | Tees 0.08 per Rft | Nos | 0.08 | 512 | 0% | 0.08 | 40.96
PLB-PPR-175 | Material | MAT-CLMP | Clamps @3 ft | Nos | 0.33333 | 123.1 | 0% | 0.33333 | 41.0333 | OLD RATE
PLB-PPR-175 | Labour | LAB-PLB | Plumber PR-PPR-M crew | day | 0.028571 | 2600 | 0% | 0.028571 | 74.2857
PLB-PPR-175 | Labour | LAB-HLP | Helper PR-PPR-M crew | day | 0.028571 | 1538 | 0% | 0.028571 | 43.9429
|  |  | Material – net (excl. wastage) | [5 empty] | 738.7055
|  |  | Material – wastage | [5 empty] | 29.1525
|  |  | Material total | [5 empty] | 767.858
|  |  | Labour total | [5 empty] | 118.2286
|  |  | Equipment total | [5 empty] | 0
|  |  | Transport / handling total | [5 empty] | 0
|  |  | DIRECT COST | [5 empty] | 886.0866
|  |  | Site overheads @ OH_Site | [5 empty] | 26.5826
|  |  | Head-office overheads @ OH_HO | [5 empty] | 44.3043
|  |  | Profit @ Profit | [5 empty] | 88.6087
|  |  | Rate excl. tax | [5 empty] | 1045.5822
|  |  | Sales tax (only if Tax_On = Yes) | [5 empty] | 0
|  |  | FINAL RATE per Rft (rounded) | [5 empty] | 1046
|  |  | Blank / old (red) inputs in this analysis | [5 empty] | 1
PLB-PPR-200 | Providing and fixing PPR PN-20 pipe 2" with fusion-welded fittings and clamps, concealed or exposed, pressure-tested, complete in all respects. | [7 empty] | Unit: Rft
Item Code | Component | Resource Code | Description | Unit | Consumption / unit | Base Rate PKR | Wastage % | Adjusted Qty | Amount PKR | Input flag
PLB-PPR-200 | Material | MAT-PPR-200 | Pipe 2" | Rft | 1 | 957.63 | 5% | 1.05 | 1005.5115
PLB-PPR-200 | Material | MAT-PPR-200-EL | Elbows 0.15 per Rft | Nos | 0.15 | 695 | 0% | 0.15 | 104.25
PLB-PPR-200 | Material | MAT-PPR-200-SO | Sockets 1 per 13.12 ft | Nos | 0.07622 | 422 | 0% | 0.07622 | 32.1646
PLB-PPR-200 | Material | MAT-PPR-200-TE | Tees 0.08 per Rft | Nos | 0.08 | 825 | 0% | 0.08 | 66
PLB-PPR-200 | Material | MAT-CLMP | Clamps @3 ft | Nos | 0.33333 | 123.1 | 0% | 0.33333 | 41.0333 | OLD RATE
PLB-PPR-200 | Labour | LAB-PLB | Plumber PR-PPR-M crew | day | 0.028571 | 2600 | 0% | 0.028571 | 74.2857
PLB-PPR-200 | Labour | LAB-HLP | Helper PR-PPR-M crew | day | 0.028571 | 1538 | 0% | 0.028571 | 43.9429
|  |  | Material – net (excl. wastage) | [5 empty] | 1201.078
|  |  | Material – wastage | [5 empty] | 47.8815
|  |  | Material total | [5 empty] | 1248.9595
|  |  | Labour total | [5 empty] | 118.2286
|  |  | Equipment total | [5 empty] | 0
|  |  | Transport / handling total | [5 empty] | 0
|  |  | DIRECT COST | [5 empty] | 1367.188
|  |  | Site overheads @ OH_Site | [5 empty] | 41.0156
|  |  | Head-office overheads @ OH_HO | [5 empty] | 68.3594
|  |  | Profit @ Profit | [5 empty] | 136.7188
|  |  | Rate excl. tax | [5 empty] | 1613.2819
|  |  | Sales tax (only if Tax_On = Yes) | [5 empty] | 0
|  |  | FINAL RATE per Rft (rounded) | [5 empty] | 1613
|  |  | Blank / old (red) inputs in this analysis | [5 empty] | 1
PLB-PPR-250 | Providing and fixing PPR PN-20 pipe 2-1/2" with fusion-welded fittings and clamps, concealed or exposed, pressure-tested, complete in all respects. | [7 empty] | Unit: Rft
Item Code | Component | Resource Code | Description | Unit | Consumption / unit | Base Rate PKR | Wastage % | Adjusted Qty | Amount PKR | Input flag
PLB-PPR-250 | Material | MAT-PPR-250 | Pipe 2-1/2" | Rft | 1 | 1346.85 | 5% | 1.05 | 1414.1925
PLB-PPR-250 | Material | MAT-PPR-250-EL | Elbows 0.15 per Rft | Nos | 0.15 | 1341 | 0% | 0.15 | 201.15
PLB-PPR-250 | Material | MAT-PPR-250-SO | Sockets 1 per 13.12 ft | Nos | 0.07622 | 506 | 0% | 0.07622 | 38.5671
PLB-PPR-250 | Material | MAT-PPR-250-TE | Tees 0.08 per Rft | Nos | 0.08 | 1613 | 0% | 0.08 | 129.04
PLB-PPR-250 | Material | MAT-CLMP | Clamps @3 ft | Nos | 0.33333 | 123.1 | 0% | 0.33333 | 41.0333 | OLD RATE
PLB-PPR-250 | Labour | LAB-PLB | Plumber PR-PPR-250 crew | day | 0.04 | 2600 | 0% | 0.04 | 104
PLB-PPR-250 | Labour | LAB-HLP | Helper PR-PPR-250 crew | day | 0.04 | 1538 | 0% | 0.04 | 61.52
|  |  | Material – net (excl. wastage) | [5 empty] | 1756.6404
|  |  | Material – wastage | [5 empty] | 67.3425
|  |  | Material total | [5 empty] | 1823.9829
|  |  | Labour total | [5 empty] | 165.52
|  |  | Equipment total | [5 empty] | 0
|  |  | Transport / handling total | [5 empty] | 0
|  |  | DIRECT COST | [5 empty] | 1989.5029
|  |  | Site overheads @ OH_Site | [5 empty] | 59.6851
|  |  | Head-office overheads @ OH_HO | [5 empty] | 99.4751
|  |  | Profit @ Profit | [5 empty] | 198.9503
|  |  | Rate excl. tax | [5 empty] | 2347.6134
|  |  | Sales tax (only if Tax_On = Yes) | [5 empty] | 0
|  |  | FINAL RATE per Rft (rounded) | [5 empty] | 2348
|  |  | Blank / old (red) inputs in this analysis | [5 empty] | 1
PLB-PPR-300 | Providing and fixing PPR PN-20 pipe 3" with fusion-welded fittings and clamps, concealed or exposed, pressure-tested, complete in all respects. | [7 empty] | Unit: Rft
Item Code | Component | Resource Code | Description | Unit | Consumption / unit | Base Rate PKR | Wastage % | Adjusted Qty | Amount PKR | Input flag
PLB-PPR-300 | Material | MAT-PPR-300 | Pipe 3" | Rft | 1 | 1987.2 | 5% | 1.05 | 2086.56
PLB-PPR-300 | Material | MAT-PPR-300-EL | Elbows 0.15 per Rft | Nos | 0.15 | 2333 | 0% | 0.15 | 349.95
PLB-PPR-300 | Material | MAT-PPR-300-SO | Sockets 1 per 13.12 ft | Nos | 0.07622 | 1120 | 0% | 0.07622 | 85.3659
PLB-PPR-300 | Material | MAT-PPR-300-TE | Tees 0.08 per Rft | Nos | 0.08 | 2718 | 0% | 0.08 | 217.44
PLB-PPR-300 | Material | MAT-CLMP | Clamps @3 ft | Nos | 0.33333 | 123.1 | 0% | 0.33333 | 41.0333 | OLD RATE
PLB-PPR-300 | Labour | LAB-PLB | Plumber PR-PPR-300 crew | day | 0.05 | 2600 | 0% | 0.05 | 130
PLB-PPR-300 | Labour | LAB-HLP | Helper PR-PPR-300 crew | day | 0.05 | 1538 | 0% | 0.05 | 76.9
|  |  | Material – net (excl. wastage) | [5 empty] | 2680.9892
|  |  | Material – wastage | [5 empty] | 99.36
|  |  | Material total | [5 empty] | 2780.3492
|  |  | Labour total | [5 empty] | 206.9
|  |  | Equipment total | [5 empty] | 0
|  |  | Transport / handling total | [5 empty] | 0
|  |  | DIRECT COST | [5 empty] | 2987.2492
|  |  | Site overheads @ OH_Site | [5 empty] | 89.6175
|  |  | Head-office overheads @ OH_HO | [5 empty] | 149.3625
|  |  | Profit @ Profit | [5 empty] | 298.7249
|  |  | Rate excl. tax | [5 empty] | 3524.954
|  |  | Sales tax (only if Tax_On = Yes) | [5 empty] | 0
|  |  | FINAL RATE per Rft (rounded) | [5 empty] | 3525
|  |  | Blank / old (red) inputs in this analysis | [5 empty] | 1
PLB-PPR-400 | Providing and fixing PPR PN-20 pipe 4" with fusion-welded fittings and clamps, concealed or exposed, pressure-tested, complete in all respects. | [7 empty] | Unit: Rft
Item Code | Component | Resource Code | Description | Unit | Consumption / unit | Base Rate PKR | Wastage % | Adjusted Qty | Amount PKR | Input flag
PLB-PPR-400 | Material | MAT-PPR-400 | Pipe 4" | Rft | 1 | 2837.55 | 5% | 1.05 | 2979.4275
PLB-PPR-400 | Material | MAT-PPR-400-EL | Elbows 0.15 per Rft | Nos | 0.15 | 4797 | 0% | 0.15 | 719.55
PLB-PPR-400 | Material | MAT-PPR-400-SO | Sockets 1 per 13.12 ft | Nos | 0.07622 | 2266 | 0% | 0.07622 | 172.7134
PLB-PPR-400 | Material | MAT-PPR-400-TE | Tees 0.08 per Rft | Nos | 0.08 | 4437 | 0% | 0.08 | 354.96
PLB-PPR-400 | Material | MAT-CLMP | Clamps @3 ft | Nos | 0.33333 | 123.1 | 0% | 0.33333 | 41.0333 | OLD RATE
PLB-PPR-400 | Labour | LAB-PLB | Plumber PR-PPR-400 crew | day | 0.058824 | 2600 | 0% | 0.058824 | 152.9412
PLB-PPR-400 | Labour | LAB-HLP | Helper PR-PPR-400 crew | day | 0.058824 | 1538 | 0% | 0.058824 | 90.4706
|  |  | Material – net (excl. wastage) | [5 empty] | 4125.8067
|  |  | Material – wastage | [5 empty] | 141.8775
|  |  | Material total | [5 empty] | 4267.6842
|  |  | Labour total | [5 empty] | 243.4118
|  |  | Equipment total | [5 empty] | 0
|  |  | Transport / handling total | [5 empty] | 0
|  |  | DIRECT COST | [5 empty] | 4511.096
|  |  | Site overheads @ OH_Site | [5 empty] | 135.3329
|  |  | Head-office overheads @ OH_HO | [5 empty] | 225.5548
|  |  | Profit @ Profit | [5 empty] | 451.1096
|  |  | Rate excl. tax | [5 empty] | 5323.0933
|  |  | Sales tax (only if Tax_On = Yes) | [5 empty] | 0
|  |  | FINAL RATE per Rft (rounded) | [5 empty] | 5323
|  |  | Blank / old (red) inputs in this analysis | [5 empty] | 1
PLB-SWV-200 | Providing and fixing uPVC soil/waste/vent pipe 2" to BS EN 1329 with solvent-welded fittings and clamps, tested, complete in all respects. | [7 empty] | Unit: Rft
Item Code | Component | Resource Code | Description | Unit | Consumption / unit | Base Rate PKR | Wastage % | Adjusted Qty | Amount PKR | Input flag
PLB-SWV-200 | Material | MAT-SWV-200 | Pipe 2" – VERIFY size mapping | Rft | 1 | 160 | 5% | 1.05 | 168
PLB-SWV-200 | Material | MAT-SWV-FIT | Elbows 0.10/Rft | Nos | 0.1 | 112.67 | 0% | 0.1 | 11.267
PLB-SWV-200 | Material | MAT-SWV-FIT | Tees 0.08/Rft | Nos | 0.08 | 112.67 | 0% | 0.08 | 9.0136
PLB-SWV-200 | Material | MAT-SOLV | Solvent 0.005 kg | kg | 0.005 | 1700 | 0% | 0.005 | 8.5
PLB-SWV-200 | Material | MAT-CLMP | Clamps @4 ft | Nos | 0.25 | 123.1 | 0% | 0.25 | 30.775 | OLD RATE
PLB-SWV-200 | Labour | LAB-PLB | Plumber PR-SWV2 crew | day | 0.028571 | 2600 | 0% | 0.028571 | 74.2857
PLB-SWV-200 | Labour | LAB-HLP | Helper PR-SWV2 crew | day | 0.028571 | 1538 | 0% | 0.028571 | 43.9429
|  |  | Material – net (excl. wastage) | [5 empty] | 219.5556
|  |  | Material – wastage | [5 empty] | 8
|  |  | Material total | [5 empty] | 227.5556
|  |  | Labour total | [5 empty] | 118.2286
|  |  | Equipment total | [5 empty] | 0
|  |  | Transport / handling total | [5 empty] | 0
|  |  | DIRECT COST | [5 empty] | 345.7842
|  |  | Site overheads @ OH_Site | [5 empty] | 10.3735
|  |  | Head-office overheads @ OH_HO | [5 empty] | 17.2892
|  |  | Profit @ Profit | [5 empty] | 34.5784
|  |  | Rate excl. tax | [5 empty] | 408.0253
|  |  | Sales tax (only if Tax_On = Yes) | [5 empty] | 0
|  |  | FINAL RATE per Rft (rounded) | [5 empty] | 408
|  |  | Blank / old (red) inputs in this analysis | [5 empty] | 1
PLB-SWV-300 | Providing and fixing uPVC soil/waste/vent pipe 3" to BS EN 1329 with solvent-welded fittings and clamps, tested, complete in all respects. | [7 empty] | Unit: Rft
Item Code | Component | Resource Code | Description | Unit | Consumption / unit | Base Rate PKR | Wastage % | Adjusted Qty | Amount PKR | Input flag
PLB-SWV-300 | Material | MAT-SWV-300 | Pipe 3" – VERIFY size mapping | Rft | 1 | 304 | 5% | 1.05 | 319.2
PLB-SWV-300 | Material | MAT-SWV-FIT | Elbows 0.10/Rft | Nos | 0.1 | 112.67 | 0% | 0.1 | 11.267
PLB-SWV-300 | Material | MAT-SWV-FIT | Tees 0.08/Rft | Nos | 0.08 | 112.67 | 0% | 0.08 | 9.0136
PLB-SWV-300 | Material | MAT-SOLV | Solvent 0.005 kg | kg | 0.005 | 1700 | 0% | 0.005 | 8.5
PLB-SWV-300 | Material | MAT-CLMP | Clamps @4 ft | Nos | 0.25 | 123.1 | 0% | 0.25 | 30.775 | OLD RATE
PLB-SWV-300 | Labour | LAB-PLB | Plumber PR-SWV3 crew | day | 0.0625 | 2600 | 0% | 0.0625 | 162.5
PLB-SWV-300 | Labour | LAB-HLP | Helper PR-SWV3 crew | day | 0.0625 | 1538 | 0% | 0.0625 | 96.125
|  |  | Material – net (excl. wastage) | [5 empty] | 363.5556
|  |  | Material – wastage | [5 empty] | 15.2
|  |  | Material total | [5 empty] | 378.7556
|  |  | Labour total | [5 empty] | 258.625
|  |  | Equipment total | [5 empty] | 0
|  |  | Transport / handling total | [5 empty] | 0
|  |  | DIRECT COST | [5 empty] | 637.3806
|  |  | Site overheads @ OH_Site | [5 empty] | 19.1214
|  |  | Head-office overheads @ OH_HO | [5 empty] | 31.869
|  |  | Profit @ Profit | [5 empty] | 63.7381
|  |  | Rate excl. tax | [5 empty] | 752.1091
|  |  | Sales tax (only if Tax_On = Yes) | [5 empty] | 0
|  |  | FINAL RATE per Rft (rounded) | [5 empty] | 752
|  |  | Blank / old (red) inputs in this analysis | [5 empty] | 1
PLB-SWV-400 | Providing and fixing uPVC soil/waste/vent pipe 4" to BS EN 1329 with solvent-welded fittings and clamps, tested, complete in all respects. | [7 empty] | Unit: Rft
Item Code | Component | Resource Code | Description | Unit | Consumption / unit | Base Rate PKR | Wastage % | Adjusted Qty | Amount PKR | Input flag
PLB-SWV-400 | Material | MAT-SWV-400 | Pipe 4" – VERIFY size mapping | Rft | 1 | 497 | 5% | 1.05 | 521.85
PLB-SWV-400 | Material | MAT-SWV-400-EL | Elbows 0.10/Rft | Nos | 0.1 | 655 | 0% | 0.1 | 65.5
PLB-SWV-400 | Material | MAT-SWV-400-TE | Tees 0.08/Rft | Nos | 0.08 | 910 | 0% | 0.08 | 72.8
PLB-SWV-400 | Material | MAT-SOLV | Solvent 0.005 kg | kg | 0.005 | 1700 | 0% | 0.005 | 8.5
PLB-SWV-400 | Material | MAT-CLMP | Clamps @4 ft | Nos | 0.25 | 123.1 | 0% | 0.25 | 30.775 | OLD RATE
PLB-SWV-400 | Labour | LAB-PLB | Plumber PR-SWV4 crew | day | 0.066667 | 2600 | 0% | 0.066667 | 173.3333
PLB-SWV-400 | Labour | LAB-HLP | Helper PR-SWV4 crew | day | 0.066667 | 1538 | 0% | 0.066667 | 102.5333
|  |  | Material – net (excl. wastage) | [5 empty] | 674.575
|  |  | Material – wastage | [5 empty] | 24.85
|  |  | Material total | [5 empty] | 699.425
|  |  | Labour total | [5 empty] | 275.8667
|  |  | Equipment total | [5 empty] | 0
|  |  | Transport / handling total | [5 empty] | 0
|  |  | DIRECT COST | [5 empty] | 975.2917
|  |  | Site overheads @ OH_Site | [5 empty] | 29.2587
|  |  | Head-office overheads @ OH_HO | [5 empty] | 48.7646
|  |  | Profit @ Profit | [5 empty] | 97.5292
|  |  | Rate excl. tax | [5 empty] | 1150.8442
|  |  | Sales tax (only if Tax_On = Yes) | [5 empty] | 0
|  |  | FINAL RATE per Rft (rounded) | [5 empty] | 1151
|  |  | Blank / old (red) inputs in this analysis | [5 empty] | 1
PLB-FIX-001 | Supplying and fixing floor-mounted WC with cistern and seat, connected to supply and drainage, complete in all respects. | [7 empty] | Unit: Nos
Item Code | Component | Resource Code | Description | Unit | Consumption / unit | Base Rate PKR | Wastage % | Adjusted Qty | Amount PKR | Input flag
PLB-FIX-001 | Material | MAT-WC | WC set | Nos | 1 | 29916 | 0% | 1 | 29916
PLB-FIX-001 | Material | MAT-SANACC | Accessories | set | 1 | 1980 | 0% | 1 | 1980
PLB-FIX-001 | Labour | LAB-PLB | Plumber PR-WC crew | day | 1.2048 | 2600 | 0% | 1.2048 | 3132.5301
PLB-FIX-001 | Labour | LAB-HLP | Helper PR-WC crew | day | 1.2048 | 1538 | 0% | 1.2048 | 1853.012
|  |  | Material – net (excl. wastage) | [5 empty] | 31896
|  |  | Material – wastage | [5 empty] | 0
|  |  | Material total | [5 empty] | 31896
|  |  | Labour total | [5 empty] | 4985.5422
|  |  | Equipment total | [5 empty] | 0
|  |  | Transport / handling total | [5 empty] | 0
|  |  | DIRECT COST | [5 empty] | 36881.5422
|  |  | Site overheads @ OH_Site | [5 empty] | 1106.4463
|  |  | Head-office overheads @ OH_HO | [5 empty] | 1844.0771
|  |  | Profit @ Profit | [5 empty] | 3688.1542
|  |  | Rate excl. tax | [5 empty] | 43520.2198
|  |  | Sales tax (only if Tax_On = Yes) | [5 empty] | 0
|  |  | FINAL RATE per Nos (rounded) | [5 empty] | 43520
|  |  | Blank / old (red) inputs in this analysis | [5 empty] | 0
PLB-FIX-002 | Supplying and fixing wash basin with pedestal and mixer, bottle trap and connections, complete in all respects. | [7 empty] | Unit: Nos
Item Code | Component | Resource Code | Description | Unit | Consumption / unit | Base Rate PKR | Wastage % | Adjusted Qty | Amount PKR | Input flag
PLB-FIX-002 | Material | MAT-WB | Basin + mixer | Nos | 1 | 14384 | 0% | 1 | 14384
PLB-FIX-002 | Material | MAT-SANACC | Accessories | set | 1 | 1980 | 0% | 1 | 1980
PLB-FIX-002 | Labour | LAB-PLB | Plumber PR-WB crew | day | 1.1111 | 2600 | 0% | 1.1111 | 2888.8889
PLB-FIX-002 | Labour | LAB-HLP | Helper PR-WB crew | day | 1.1111 | 1538 | 0% | 1.1111 | 1708.8889
|  |  | Material – net (excl. wastage) | [5 empty] | 16364
|  |  | Material – wastage | [5 empty] | 0
|  |  | Material total | [5 empty] | 16364
|  |  | Labour total | [5 empty] | 4597.7778
|  |  | Equipment total | [5 empty] | 0
|  |  | Transport / handling total | [5 empty] | 0
|  |  | DIRECT COST | [5 empty] | 20961.7778
|  |  | Site overheads @ OH_Site | [5 empty] | 628.8533
|  |  | Head-office overheads @ OH_HO | [5 empty] | 1048.0889
|  |  | Profit @ Profit | [5 empty] | 2096.1778
|  |  | Rate excl. tax | [5 empty] | 24734.8978
|  |  | Sales tax (only if Tax_On = Yes) | [5 empty] | 0
|  |  | FINAL RATE per Nos (rounded) | [5 empty] | 24735
|  |  | Blank / old (red) inputs in this analysis | [5 empty] | 0
FF-PIP-100 | Providing and installing black steel Sch-40 pipe 1" for fire-fighting with fittings, hangers and red enamel, hydro-tested, complete in all respects. | [7 empty] | Unit: Rft
Item Code | Component | Resource Code | Description | Unit | Consumption / unit | Base Rate PKR | Wastage % | Adjusted Qty | Amount PKR | Input flag
FF-PIP-100 | Material | MAT-BSP-100 | Pipe | Rft | 1 | 309.6 | 5% | 1.05 | 325.08 | OLD RATE
FF-PIP-100 | Material | MAT-FFFIT-100 | Fittings & couplings – MAT-FFFIT-100 | Rft | 1 | 149.54 | 0% | 1 | 149.54
FF-PIP-100 | Material | MAT-CLMP | Hangers @8 ft | Nos | 0.125 | 123.1 | 0% | 0.125 | 15.3875 | OLD RATE
FF-PIP-100 | Material | MAT-RDPNT | Paint | Rft | 1 | 14.57 | 0% | 1 | 14.57
FF-PIP-100 | Labour | LAB-PFT | Pipe fitter PR-FFP1 crew | day | 0.043478 | 2600 | 0% | 0.043478 | 113.0435
FF-PIP-100 | Labour | LAB-HLP | Helper PR-FFP1 crew | day | 0.043478 | 1538 | 0% | 0.043478 | 66.8696
|  |  | Material – net (excl. wastage) | [5 empty] | 489.0975
|  |  | Material – wastage | [5 empty] | 15.48
|  |  | Material total | [5 empty] | 504.5775
|  |  | Labour total | [5 empty] | 179.913
|  |  | Equipment total | [5 empty] | 0
|  |  | Transport / handling total | [5 empty] | 0
|  |  | DIRECT COST | [5 empty] | 684.4905
|  |  | Site overheads @ OH_Site | [5 empty] | 20.5347
|  |  | Head-office overheads @ OH_HO | [5 empty] | 34.2245
|  |  | Profit @ Profit | [5 empty] | 68.4491
|  |  | Rate excl. tax | [5 empty] | 807.6988
|  |  | Sales tax (only if Tax_On = Yes) | [5 empty] | 0
|  |  | FINAL RATE per Rft (rounded) | [5 empty] | 808
|  |  | Blank / old (red) inputs in this analysis | [5 empty] | 2
FF-PIP-200 | Providing and installing black steel Sch-40 pipe 2" for fire-fighting with fittings, hangers and red enamel, hydro-tested, complete in all respects. | [7 empty] | Unit: Rft
Item Code | Component | Resource Code | Description | Unit | Consumption / unit | Base Rate PKR | Wastage % | Adjusted Qty | Amount PKR | Input flag
FF-PIP-200 | Material | MAT-BSP-200 | Pipe | Rft | 1 | 651.92 | 5% | 1.05 | 684.516 | OLD RATE
FF-PIP-200 | Material | MAT-FFFIT-200 | Fittings & couplings – MAT-FFFIT-200 | Rft | 1 | 314.88 | 0% | 1 | 314.88
FF-PIP-200 | Material | MAT-CLMP | Hangers @8 ft | Nos | 0.125 | 123.1 | 0% | 0.125 | 15.3875 | OLD RATE
FF-PIP-200 | Material | MAT-RDPNT | Paint | Rft | 1 | 14.57 | 0% | 1 | 14.57
FF-PIP-200 | Labour | LAB-PFT | Pipe fitter PR-FFP2 crew | day | 0.071429 | 2600 | 0% | 0.071429 | 185.7143
FF-PIP-200 | Labour | LAB-HLP | Helper PR-FFP2 crew | day | 0.071429 | 1538 | 0% | 0.071429 | 109.8571
|  |  | Material – net (excl. wastage) | [5 empty] | 996.7575
|  |  | Material – wastage | [5 empty] | 32.596
|  |  | Material total | [5 empty] | 1029.3535
|  |  | Labour total | [5 empty] | 295.5714
|  |  | Equipment total | [5 empty] | 0
|  |  | Transport / handling total | [5 empty] | 0
|  |  | DIRECT COST | [5 empty] | 1324.9249
|  |  | Site overheads @ OH_Site | [5 empty] | 39.7477
|  |  | Head-office overheads @ OH_HO | [5 empty] | 66.2462
|  |  | Profit @ Profit | [5 empty] | 132.4925
|  |  | Rate excl. tax | [5 empty] | 1563.4114
|  |  | Sales tax (only if Tax_On = Yes) | [5 empty] | 0
|  |  | FINAL RATE per Rft (rounded) | [5 empty] | 1563
|  |  | Blank / old (red) inputs in this analysis | [5 empty] | 2
FF-PIP-400 | Providing and installing black steel Sch-40 pipe 4" grooved for fire-fighting with fittings, hangers and red enamel, hydro-tested, complete in all respects. | [7 empty] | Unit: Rft
Item Code | Component | Resource Code | Description | Unit | Consumption / unit | Base Rate PKR | Wastage % | Adjusted Qty | Amount PKR | Input flag
FF-PIP-400 | Material | MAT-BSP-400 | Pipe | Rft | 1 | 1878.66 | 5% | 1.05 | 1972.593 | OLD RATE
FF-PIP-400 | Material | MAT-FFFIT-400 | Fittings & couplings – MAT-FFFIT-400 | Rft | 1 | 907.39 | 0% | 1 | 907.39
FF-PIP-400 | Material | MAT-CLMP | Hangers @8 ft | Nos | 0.125 | 123.1 | 0% | 0.125 | 15.3875 | OLD RATE
FF-PIP-400 | Material | MAT-RDPNT | Paint | Rft | 1 | 14.57 | 0% | 1 | 14.57
FF-PIP-400 | Labour | LAB-PFT | Pipe fitter PR-FFP4 crew | day | 0.13333 | 2600 | 0% | 0.13333 | 346.6667
FF-PIP-400 | Labour | LAB-HLP | Helper PR-FFP4 crew | day | 0.13333 | 1538 | 0% | 0.13333 | 205.0667
|  |  | Material – net (excl. wastage) | [5 empty] | 2816.0075
|  |  | Material – wastage | [5 empty] | 93.933
|  |  | Material total | [5 empty] | 2909.9405
|  |  | Labour total | [5 empty] | 551.7333
|  |  | Equipment total | [5 empty] | 0
|  |  | Transport / handling total | [5 empty] | 0
|  |  | DIRECT COST | [5 empty] | 3461.6738
|  |  | Site overheads @ OH_Site | [5 empty] | 103.8502
|  |  | Head-office overheads @ OH_HO | [5 empty] | 173.0837
|  |  | Profit @ Profit | [5 empty] | 346.1674
|  |  | Rate excl. tax | [5 empty] | 4084.7751
|  |  | Sales tax (only if Tax_On = Yes) | [5 empty] | 0
|  |  | FINAL RATE per Rft (rounded) | [5 empty] | 4085
|  |  | Blank / old (red) inputs in this analysis | [5 empty] | 2
FF-SPL-001 | Supplying and installing pendent sprinkler head with 1" drop (avg 3 Rft), complete in all respects. | [7 empty] | Unit: Nos
Item Code | Component | Resource Code | Description | Unit | Consumption / unit | Base Rate PKR | Wastage % | Adjusted Qty | Amount PKR | Input flag
FF-SPL-001 | Material | MAT-SPK | Sprinkler head | Nos | 1 | 1935 | 0% | 1 | 1935
FF-SPL-001 | Material | MAT-BSP-100 | Drop 3 Rft | Rft | 3 | 309.6 | 0% | 3 | 928.8 | OLD RATE
FF-SPL-001 | Labour | LAB-PFT | Fitter PR-SPK crew | day | 0.17241 | 2600 | 0% | 0.17241 | 448.2759
FF-SPL-001 | Labour | LAB-HLP | Helper PR-SPK crew | day | 0.17241 | 1538 | 0% | 0.17241 | 265.1724
|  |  | Material – net (excl. wastage) | [5 empty] | 2863.8
|  |  | Material – wastage | [5 empty] | 0
|  |  | Material total | [5 empty] | 2863.8
|  |  | Labour total | [5 empty] | 713.4483
|  |  | Equipment total | [5 empty] | 0
|  |  | Transport / handling total | [5 empty] | 0
|  |  | DIRECT COST | [5 empty] | 3577.2483
|  |  | Site overheads @ OH_Site | [5 empty] | 107.3174
|  |  | Head-office overheads @ OH_HO | [5 empty] | 178.8624
|  |  | Profit @ Profit | [5 empty] | 357.7248
|  |  | Rate excl. tax | [5 empty] | 4221.153
|  |  | Sales tax (only if Tax_On = Yes) | [5 empty] | 0
|  |  | FINAL RATE per Nos (rounded) | [5 empty] | 4221
|  |  | Blank / old (red) inputs in this analysis | [5 empty] | 1
FF-HR-001 | Supplying and installing hose reel cabinet complete with reel, valve and nozzle, complete in all respects. | [7 empty] | Unit: Nos
Item Code | Component | Resource Code | Description | Unit | Consumption / unit | Base Rate PKR | Wastage % | Adjusted Qty | Amount PKR | Input flag
FF-HR-001 | Material | MAT-HRC | Cabinet complete | Nos | 1 | 103085 | 0% | 1 | 103085
FF-HR-001 | Labour | LAB-PFT | Fitter 0.5 | day | 0.5 | 2600 | 0% | 0.5 | 1300
FF-HR-001 | Labour | LAB-HLP | Helper 0.5 | day | 0.5 | 1538 | 0% | 0.5 | 769
|  |  | Material – net (excl. wastage) | [5 empty] | 103085
|  |  | Material – wastage | [5 empty] | 0
|  |  | Material total | [5 empty] | 103085
|  |  | Labour total | [5 empty] | 2069
|  |  | Equipment total | [5 empty] | 0
|  |  | Transport / handling total | [5 empty] | 0
|  |  | DIRECT COST | [5 empty] | 105154
|  |  | Site overheads @ OH_Site | [5 empty] | 3154.62
|  |  | Head-office overheads @ OH_HO | [5 empty] | 5257.7
|  |  | Profit @ Profit | [5 empty] | 10515.4
|  |  | Rate excl. tax | [5 empty] | 124081.72
|  |  | Sales tax (only if Tax_On = Yes) | [5 empty] | 0
|  |  | FINAL RATE per Nos (rounded) | [5 empty] | 124082
|  |  | Blank / old (red) inputs in this analysis | [5 empty] | 0
ELE-CND-075 | Providing and laying uPVC conduit 3/4" concealed in walls/slabs including chasing and making good, sockets and bends, complete in all respects. | [7 empty] | Unit: Rft
Item Code | Component | Resource Code | Description | Unit | Consumption / unit | Base Rate PKR | Wastage % | Adjusted Qty | Amount PKR | Input flag
ELE-CND-075 | Material | MAT-CND-075 | Conduit | Rft | 1 | 44 | 5% | 1.05 | 46.2
ELE-CND-075 | Material | MAT-CND-075-SO | Sockets 0.1/Rft | Nos | 0.1 | 10.8 | 0% | 0.1 | 1.08
ELE-CND-075 | Material | MAT-CND-075-BN | Bends 0.1/Rft | Nos | 0.1 | 35 | 0% | 0.1 | 3.5
ELE-CND-075 | Labour | LAB-ELC | Electrician 1/100 | day | 0.01 | 2800 | 0% | 0.01 | 28
ELE-CND-075 | Labour | LAB-HLP | Helper 1/100 | day | 0.01 | 1538 | 0% | 0.01 | 15.38
|  |  | Material – net (excl. wastage) | [5 empty] | 48.58
|  |  | Material – wastage | [5 empty] | 2.2
|  |  | Material total | [5 empty] | 50.78
|  |  | Labour total | [5 empty] | 43.38
|  |  | Equipment total | [5 empty] | 0
|  |  | Transport / handling total | [5 empty] | 0
|  |  | DIRECT COST | [5 empty] | 94.16
|  |  | Site overheads @ OH_Site | [5 empty] | 2.8248
|  |  | Head-office overheads @ OH_HO | [5 empty] | 4.708
|  |  | Profit @ Profit | [5 empty] | 9.416
|  |  | Rate excl. tax | [5 empty] | 111.1088
|  |  | Sales tax (only if Tax_On = Yes) | [5 empty] | 0
|  |  | FINAL RATE per Rft (rounded) | [5 empty] | 111
|  |  | Blank / old (red) inputs in this analysis | [5 empty] | 0
ELE-CND-100 | Providing and laying uPVC conduit 1" concealed in walls/slabs including chasing and making good, sockets and bends, complete in all respects. | [7 empty] | Unit: Rft
Item Code | Component | Resource Code | Description | Unit | Consumption / unit | Base Rate PKR | Wastage % | Adjusted Qty | Amount PKR | Input flag
ELE-CND-100 | Material | MAT-CND-100 | Conduit | Rft | 1 | 60.4 | 5% | 1.05 | 63.42
ELE-CND-100 | Material | MAT-CND-100-SO | Sockets 0.1/Rft | Nos | 0.1 | 20 | 0% | 0.1 | 2
ELE-CND-100 | Material | MAT-CND-100-BN | Bends 0.1/Rft | Nos | 0.1 | 47 | 0% | 0.1 | 4.7
ELE-CND-100 | Labour | LAB-ELC | Electrician 1/100 | day | 0.01 | 2800 | 0% | 0.01 | 28
ELE-CND-100 | Labour | LAB-HLP | Helper 1/100 | day | 0.01 | 1538 | 0% | 0.01 | 15.38
|  |  | Material – net (excl. wastage) | [5 empty] | 67.1
|  |  | Material – wastage | [5 empty] | 3.02
|  |  | Material total | [5 empty] | 70.12
|  |  | Labour total | [5 empty] | 43.38
|  |  | Equipment total | [5 empty] | 0
|  |  | Transport / handling total | [5 empty] | 0
|  |  | DIRECT COST | [5 empty] | 113.5
|  |  | Site overheads @ OH_Site | [5 empty] | 3.405
|  |  | Head-office overheads @ OH_HO | [5 empty] | 5.675
|  |  | Profit @ Profit | [5 empty] | 11.35
|  |  | Rate excl. tax | [5 empty] | 133.93
|  |  | Sales tax (only if Tax_On = Yes) | [5 empty] | 0
|  |  | FINAL RATE per Rft (rounded) | [5 empty] | 134
|  |  | Blank / old (red) inputs in this analysis | [5 empty] | 0
ELE-CBL-329 | Providing and drawing single-core PVC copper wire 3/.029 (BS-2004) in conduit, complete in all respects. | [7 empty] | Unit: Rft
Item Code | Component | Resource Code | Description | Unit | Consumption / unit | Base Rate PKR | Wastage % | Adjusted Qty | Amount PKR | Input flag
ELE-CBL-329 | Material | MAT-CBL-329 | Wire | Rft | 1 | 25.56 | 3% | 1.03 | 26.3268
ELE-CBL-329 | Labour | LAB-ELC | Electrician 1/800 | day | 0.00125 | 2800 | 0% | 0.00125 | 3.5
ELE-CBL-329 | Labour | LAB-HLP | Helper 1/800 | day | 0.00125 | 1538 | 0% | 0.00125 | 1.9225
|  |  | Material – net (excl. wastage) | [5 empty] | 25.56
|  |  | Material – wastage | [5 empty] | 0.7668
|  |  | Material total | [5 empty] | 26.3268
|  |  | Labour total | [5 empty] | 5.4225
|  |  | Equipment total | [5 empty] | 0
|  |  | Transport / handling total | [5 empty] | 0
|  |  | DIRECT COST | [5 empty] | 31.7493
|  |  | Site overheads @ OH_Site | [5 empty] | 0.95248
|  |  | Head-office overheads @ OH_HO | [5 empty] | 1.5875
|  |  | Profit @ Profit | [5 empty] | 3.1749
|  |  | Rate excl. tax | [5 empty] | 37.4642
|  |  | Sales tax (only if Tax_On = Yes) | [5 empty] | 0
|  |  | FINAL RATE per Rft (rounded) | [5 empty] | 37
|  |  | Blank / old (red) inputs in this analysis | [5 empty] | 0
ELE-CBL-729 | Providing and drawing single-core PVC copper wire 7/.029 (BS-2004) in conduit, complete in all respects. | [7 empty] | Unit: Rft
Item Code | Component | Resource Code | Description | Unit | Consumption / unit | Base Rate PKR | Wastage % | Adjusted Qty | Amount PKR | Input flag
ELE-CBL-729 | Material | MAT-CBL-729 | Wire | Rft | 1 | 39.66 | 3% | 1.03 | 40.8498
ELE-CBL-729 | Labour | LAB-ELC | Electrician 1/800 | day | 0.00125 | 2800 | 0% | 0.00125 | 3.5
ELE-CBL-729 | Labour | LAB-HLP | Helper 1/800 | day | 0.00125 | 1538 | 0% | 0.00125 | 1.9225
|  |  | Material – net (excl. wastage) | [5 empty] | 39.66
|  |  | Material – wastage | [5 empty] | 1.1898
|  |  | Material total | [5 empty] | 40.8498
|  |  | Labour total | [5 empty] | 5.4225
|  |  | Equipment total | [5 empty] | 0
|  |  | Transport / handling total | [5 empty] | 0
|  |  | DIRECT COST | [5 empty] | 46.2723
|  |  | Site overheads @ OH_Site | [5 empty] | 1.3882
|  |  | Head-office overheads @ OH_HO | [5 empty] | 2.3136
|  |  | Profit @ Profit | [5 empty] | 4.6272
|  |  | Rate excl. tax | [5 empty] | 54.6013
|  |  | Sales tax (only if Tax_On = Yes) | [5 empty] | 0
|  |  | FINAL RATE per Rft (rounded) | [5 empty] | 55
|  |  | Blank / old (red) inputs in this analysis | [5 empty] | 0
ELE-CBL-744 | Providing and drawing single-core PVC copper wire 7/.044 (BS-2004) in conduit, complete in all respects. | [7 empty] | Unit: Rft
Item Code | Component | Resource Code | Description | Unit | Consumption / unit | Base Rate PKR | Wastage % | Adjusted Qty | Amount PKR | Input flag
ELE-CBL-744 | Material | MAT-CBL-744 | Wire | Rft | 1 | 63.19 | 3% | 1.03 | 65.0857
ELE-CBL-744 | Labour | LAB-ELC | Electrician 1/800 | day | 0.00125 | 2800 | 0% | 0.00125 | 3.5
ELE-CBL-744 | Labour | LAB-HLP | Helper 1/800 | day | 0.00125 | 1538 | 0% | 0.00125 | 1.9225
|  |  | Material – net (excl. wastage) | [5 empty] | 63.19
|  |  | Material – wastage | [5 empty] | 1.8957
|  |  | Material total | [5 empty] | 65.0857
|  |  | Labour total | [5 empty] | 5.4225
|  |  | Equipment total | [5 empty] | 0
|  |  | Transport / handling total | [5 empty] | 0
|  |  | DIRECT COST | [5 empty] | 70.5082
|  |  | Site overheads @ OH_Site | [5 empty] | 2.1152
|  |  | Head-office overheads @ OH_HO | [5 empty] | 3.5254
|  |  | Profit @ Profit | [5 empty] | 7.0508
|  |  | Rate excl. tax | [5 empty] | 83.1997
|  |  | Sales tax (only if Tax_On = Yes) | [5 empty] | 0
|  |  | FINAL RATE per Rft (rounded) | [5 empty] | 83
|  |  | Blank / old (red) inputs in this analysis | [5 empty] | 0
ELE-PNT-001 | Wiring a light point with 3/.029 wires (phase, neutral, earth) in 3/4" uPVC conduit, avg 25 Rft run, with switch, boxes, complete in all respects. | [7 empty] | Unit: Nos
Item Code | Component | Resource Code | Description | Unit | Consumption / unit | Base Rate PKR | Wastage % | Adjusted Qty | Amount PKR | Input flag
ELE-PNT-001 | Material | MAT-CND-075 | Conduit 25 Rft | Rft | 25 | 44 | 5% | 26.25 | 1155
ELE-PNT-001 | Material | MAT-CND-075-BN | Bends 3 | Nos | 3 | 35 | 0% | 3 | 105
ELE-PNT-001 | Material | MAT-CBL-329 | Wire 75 Rft | Rft | 75 | 25.56 | 3% | 77.25 | 1974.51
ELE-PNT-001 | Material | MAT-SW | Switch | Nos | 1 | 336 | 0% | 1 | 336
ELE-PNT-001 | Material | MAT-BOX-SW | Switch box | Nos | 1 | 120 | 0% | 1 | 120
ELE-PNT-001 | Material | MAT-BOX-LT | Light box | Nos | 1 | 72 | 0% | 1 | 72
ELE-PNT-001 | Labour | LAB-ELC | Electrician 0.25 | day | 0.25 | 2800 | 0% | 0.25 | 700
ELE-PNT-001 | Labour | LAB-HLP | Helper 0.25 | day | 0.25 | 1538 | 0% | 0.25 | 384.5
|  |  | Material – net (excl. wastage) | [5 empty] | 3650
|  |  | Material – wastage | [5 empty] | 112.51
|  |  | Material total | [5 empty] | 3762.51
|  |  | Labour total | [5 empty] | 1084.5
|  |  | Equipment total | [5 empty] | 0
|  |  | Transport / handling total | [5 empty] | 0
|  |  | DIRECT COST | [5 empty] | 4847.01
|  |  | Site overheads @ OH_Site | [5 empty] | 145.4103
|  |  | Head-office overheads @ OH_HO | [5 empty] | 242.3505
|  |  | Profit @ Profit | [5 empty] | 484.701
|  |  | Rate excl. tax | [5 empty] | 5719.4718
|  |  | Sales tax (only if Tax_On = Yes) | [5 empty] | 0
|  |  | FINAL RATE per Nos (rounded) | [5 empty] | 5719
|  |  | Blank / old (red) inputs in this analysis | [5 empty] | 0
ELE-PNT-002 | Wiring a 15A power point with 7/.029 wires in 3/4" uPVC conduit, avg 30 Rft run, with socket and box, complete in all respects. | [7 empty] | Unit: Nos
Item Code | Component | Resource Code | Description | Unit | Consumption / unit | Base Rate PKR | Wastage % | Adjusted Qty | Amount PKR | Input flag
ELE-PNT-002 | Material | MAT-CND-075 | Conduit 30 Rft | Rft | 30 | 44 | 5% | 31.5 | 1386
ELE-PNT-002 | Material | MAT-CND-075-BN | Bends 3 | Nos | 3 | 35 | 0% | 3 | 105
ELE-PNT-002 | Material | MAT-CBL-729 | Wire 90 Rft | Rft | 90 | 39.66 | 3% | 92.7 | 3676.482
ELE-PNT-002 | Material | MAT-SKT | 15A socket | Nos | 1 | 891 | 0% | 1 | 891
ELE-PNT-002 | Material | MAT-BOX-SK | Socket box | Nos | 1 | 185 | 0% | 1 | 185
ELE-PNT-002 | Labour | LAB-ELC | Electrician 0.30 | day | 0.3 | 2800 | 0% | 0.3 | 840
ELE-PNT-002 | Labour | LAB-HLP | Helper 0.30 | day | 0.3 | 1538 | 0% | 0.3 | 461.4
|  |  | Material – net (excl. wastage) | [5 empty] | 6070.4
|  |  | Material – wastage | [5 empty] | 173.082
|  |  | Material total | [5 empty] | 6243.482
|  |  | Labour total | [5 empty] | 1301.4
|  |  | Equipment total | [5 empty] | 0
|  |  | Transport / handling total | [5 empty] | 0
|  |  | DIRECT COST | [5 empty] | 7544.882
|  |  | Site overheads @ OH_Site | [5 empty] | 226.3465
|  |  | Head-office overheads @ OH_HO | [5 empty] | 377.2441
|  |  | Profit @ Profit | [5 empty] | 754.4882
|  |  | Rate excl. tax | [5 empty] | 8902.9608
|  |  | Sales tax (only if Tax_On = Yes) | [5 empty] | 0
|  |  | FINAL RATE per Nos (rounded) | [5 empty] | 8903
|  |  | Blank / old (red) inputs in this analysis | [5 empty] | 0
ELE-ERT-001 | Constructing earth pit with copper electrode, GI pipe, earth-enhancing compound and inspection chamber, tested, complete in all respects. | [7 empty] | Unit: Nos
Item Code | Component | Resource Code | Description | Unit | Consumption / unit | Base Rate PKR | Wastage % | Adjusted Qty | Amount PKR | Input flag
ELE-ERT-001 | Material | MAT-EPIT | Earth pit set | set | 1 | 43731.2 | 0% | 1 | 43731.2
ELE-ERT-001 | Labour | LAB-ELC | Electrician 1.0 | day | 1 | 2800 | 0% | 1 | 2800
ELE-ERT-001 | Labour | LAB-HLP | Helpers 2.0 | day | 2 | 1538 | 0% | 2 | 3076
|  |  | Material – net (excl. wastage) | [5 empty] | 43731.2
|  |  | Material – wastage | [5 empty] | 0
|  |  | Material total | [5 empty] | 43731.2
|  |  | Labour total | [5 empty] | 5876
|  |  | Equipment total | [5 empty] | 0
|  |  | Transport / handling total | [5 empty] | 0
|  |  | DIRECT COST | [5 empty] | 49607.2
|  |  | Site overheads @ OH_Site | [5 empty] | 1488.216
|  |  | Head-office overheads @ OH_HO | [5 empty] | 2480.36
|  |  | Profit @ Profit | [5 empty] | 4960.72
|  |  | Rate excl. tax | [5 empty] | 58536.496
|  |  | Sales tax (only if Tax_On = Yes) | [5 empty] | 0
|  |  | FINAL RATE per Nos (rounded) | [5 empty] | 58536
|  |  | Blank / old (red) inputs in this analysis | [5 empty] | 0
ELE-DB-001 | Supplying and installing populated distribution board, terminated and tested, complete in all respects. | [7 empty] | Unit: Nos
Item Code | Component | Resource Code | Description | Unit | Consumption / unit | Base Rate PKR | Wastage % | Adjusted Qty | Amount PKR | Input flag
ELE-DB-001 | Material | MAT-DB | DB populated | Nos | 1 | 59777.62 | 0% | 1 | 59777.62 | OLD RATE
ELE-DB-001 | Labour | LAB-ELC | Electrician 1.0 | day | 1 | 2800 | 0% | 1 | 2800
ELE-DB-001 | Labour | LAB-HLP | Helper 1.0 | day | 1 | 1538 | 0% | 1 | 1538
|  |  | Material – net (excl. wastage) | [5 empty] | 59777.62
|  |  | Material – wastage | [5 empty] | 0
|  |  | Material total | [5 empty] | 59777.62
|  |  | Labour total | [5 empty] | 4338
|  |  | Equipment total | [5 empty] | 0
|  |  | Transport / handling total | [5 empty] | 0
|  |  | DIRECT COST | [5 empty] | 64115.62
|  |  | Site overheads @ OH_Site | [5 empty] | 1923.4686
|  |  | Head-office overheads @ OH_HO | [5 empty] | 3205.781
|  |  | Profit @ Profit | [5 empty] | 6411.562
|  |  | Rate excl. tax | [5 empty] | 75656.4316
|  |  | Sales tax (only if Tax_On = Yes) | [5 empty] | 0
|  |  | FINAL RATE per Nos (rounded) | [5 empty] | 75656
|  |  | Blank / old (red) inputs in this analysis | [5 empty] | 1
ELV-CCTV-001 | Supplying and installing IP camera with Cat-6 cable in 3/4" conduit (avg 100 Rft), terminated and configured, complete in all respects. | [7 empty] | Unit: Nos
Item Code | Component | Resource Code | Description | Unit | Consumption / unit | Base Rate PKR | Wastage % | Adjusted Qty | Amount PKR | Input flag
ELV-CCTV-001 | Material | MAT-IPC | Camera | Nos | 1 | 9200 | 0% | 1 | 9200
ELV-CCTV-001 | Material | MAT-CAT6 | Cat-6 100 Rft | Rft | 100 | 56.41 | 3% | 103 | 5810.23
ELV-CCTV-001 | Material | MAT-CND-075 | Conduit 100 Rft | Rft | 100 | 44 | 5% | 105 | 4620
ELV-CCTV-001 | Labour | LAB-ELC | Technician 0.5 | day | 0.5 | 2800 | 0% | 0.5 | 1400
ELV-CCTV-001 | Labour | LAB-HLP | Helper 0.5 | day | 0.5 | 1538 | 0% | 0.5 | 769
|  |  | Material – net (excl. wastage) | [5 empty] | 19241
|  |  | Material – wastage | [5 empty] | 389.23
|  |  | Material total | [5 empty] | 19630.23
|  |  | Labour total | [5 empty] | 2169
|  |  | Equipment total | [5 empty] | 0
|  |  | Transport / handling total | [5 empty] | 0
|  |  | DIRECT COST | [5 empty] | 21799.23
|  |  | Site overheads @ OH_Site | [5 empty] | 653.9769
|  |  | Head-office overheads @ OH_HO | [5 empty] | 1089.9615
|  |  | Profit @ Profit | [5 empty] | 2179.923
|  |  | Rate excl. tax | [5 empty] | 25723.0914
|  |  | Sales tax (only if Tax_On = Yes) | [5 empty] | 0
|  |  | FINAL RATE per Nos (rounded) | [5 empty] | 25723
|  |  | Blank / old (red) inputs in this analysis | [5 empty] | 0
LS-FA-001 | Supplying and installing addressable smoke detector with base, fire-rated cable in 3/4" conduit (avg 30 Rft), tested, complete in all respects. | [7 empty] | Unit: Nos
Item Code | Component | Resource Code | Description | Unit | Consumption / unit | Base Rate PKR | Wastage % | Adjusted Qty | Amount PKR | Input flag
LS-FA-001 | Material | MAT-SMD | Detector + base | Nos | 1 | 7740 | 0% | 1 | 7740
LS-FA-001 | Material | MAT-FRC | FR cable 30 Rft | Rft | 30 | 131 | 3% | 30.9 | 4047.9
LS-FA-001 | Material | MAT-CND-075 | Conduit 30 Rft | Rft | 30 | 44 | 5% | 31.5 | 1386
LS-FA-001 | Labour | LAB-ELC | Technician 0.25 | day | 0.25 | 2800 | 0% | 0.25 | 700
LS-FA-001 | Labour | LAB-HLP | Helper 0.25 | day | 0.25 | 1538 | 0% | 0.25 | 384.5
|  |  | Material – net (excl. wastage) | [5 empty] | 12990
|  |  | Material – wastage | [5 empty] | 183.9
|  |  | Material total | [5 empty] | 13173.9
|  |  | Labour total | [5 empty] | 1084.5
|  |  | Equipment total | [5 empty] | 0
|  |  | Transport / handling total | [5 empty] | 0
|  |  | DIRECT COST | [5 empty] | 14258.4
|  |  | Site overheads @ OH_Site | [5 empty] | 427.752
|  |  | Head-office overheads @ OH_HO | [5 empty] | 712.92
|  |  | Profit @ Profit | [5 empty] | 1425.84
|  |  | Rate excl. tax | [5 empty] | 16824.912
|  |  | Sales tax (only if Tax_On = Yes) | [5 empty] | 0
|  |  | FINAL RATE per Nos (rounded) | [5 empty] | 16825
|  |  | Blank / old (red) inputs in this analysis | [5 empty] | 0
MEP-HVAC-001 | Fabricating and installing GI rectangular ductwork with joints, sealant and hangers, measured on duct surface area, complete in all respects. | [7 empty] | Unit: Sft
Item Code | Component | Resource Code | Description | Unit | Consumption / unit | Base Rate PKR | Wastage % | Adjusted Qty | Amount PKR | Input flag
MEP-HVAC-001 | Material | MAT-GIS | GI sheet 0.60 kg | kg | 0.6 | 345 | 5% | 0.63 | 217.35
MEP-HVAC-001 | Material | MAT-DHNG | Hangers 0.10 | Nos | 0.1 | 217.76 | 0% | 0.1 | 21.776
MEP-HVAC-001 | Labour | LAB-HVT | Duct fitter PR-DUCT crew | day | 0.02 | 2800 | 0% | 0.02 | 56
MEP-HVAC-001 | Labour | LAB-HLP | Helper PR-DUCT crew | day | 0.02 | 1538 | 0% | 0.02 | 30.76
|  |  | Material – net (excl. wastage) | [5 empty] | 228.776
|  |  | Material – wastage | [5 empty] | 10.35
|  |  | Material total | [5 empty] | 239.126
|  |  | Labour total | [5 empty] | 86.76
|  |  | Equipment total | [5 empty] | 0
|  |  | Transport / handling total | [5 empty] | 0
|  |  | DIRECT COST | [5 empty] | 325.886
|  |  | Site overheads @ OH_Site | [5 empty] | 9.7766
|  |  | Head-office overheads @ OH_HO | [5 empty] | 16.2943
|  |  | Profit @ Profit | [5 empty] | 32.5886
|  |  | Rate excl. tax | [5 empty] | 384.5455
|  |  | Sales tax (only if Tax_On = Yes) | [5 empty] | 0
|  |  | FINAL RATE per Sft (rounded) | [5 empty] | 385
|  |  | Blank / old (red) inputs in this analysis | [5 empty] | 0
MEP-HVAC-002 | Providing and fixing 1" duct insulation with foil facing, taped joints, complete in all respects. | [7 empty] | Unit: Sft
Item Code | Component | Resource Code | Description | Unit | Consumption / unit | Base Rate PKR | Wastage % | Adjusted Qty | Amount PKR | Input flag
MEP-HVAC-002 | Material | MAT-DINS | Insulation 1.10 Sft | Sft | 1.1 | 327.9 | 0% | 1.1 | 360.69
MEP-HVAC-002 | Labour | LAB-HVT | Fitter PR-DINS crew | day | 0.013514 | 2800 | 0% | 0.013514 | 37.8378
MEP-HVAC-002 | Labour | LAB-HLP | Helper PR-DINS crew | day | 0.013514 | 1538 | 0% | 0.013514 | 20.7838
|  |  | Material – net (excl. wastage) | [5 empty] | 360.69
|  |  | Material – wastage | [5 empty] | 0
|  |  | Material total | [5 empty] | 360.69
|  |  | Labour total | [5 empty] | 58.6216
|  |  | Equipment total | [5 empty] | 0
|  |  | Transport / handling total | [5 empty] | 0
|  |  | DIRECT COST | [5 empty] | 419.3116
|  |  | Site overheads @ OH_Site | [5 empty] | 12.5793
|  |  | Head-office overheads @ OH_HO | [5 empty] | 20.9656
|  |  | Profit @ Profit | [5 empty] | 41.9312
|  |  | Rate excl. tax | [5 empty] | 494.7877
|  |  | Sales tax (only if Tax_On = Yes) | [5 empty] | 0
|  |  | FINAL RATE per Sft (rounded) | [5 empty] | 495
|  |  | Blank / old (red) inputs in this analysis | [5 empty] | 0
MEP-HVAC-003 | Supplying and installing 1.5-ton inverter split AC with 15 Rft insulated copper pipe pair, drain and brackets, commissioned, complete in all respects. | [7 empty] | Unit: Nos
Item Code | Component | Resource Code | Description | Unit | Consumption / unit | Base Rate PKR | Wastage % | Adjusted Qty | Amount PKR | Input flag
MEP-HVAC-003 | Material | MAT-SAC | Split AC set | Nos | 1 | 126000 | 0% | 1 | 126000
MEP-HVAC-003 | Material | MAT-CUP | Copper pair 15 Rft | Rft | 15 | 934.01 | 0% | 15 | 14010.15
MEP-HVAC-003 | Material | MAT-PPR-100 | Drain 15 Rft | Rft | 15 | 145.38 | 5% | 15.75 | 2289.735
MEP-HVAC-003 | Labour | LAB-HVT | Technician 1.0 | day | 1 | 2800 | 0% | 1 | 2800
MEP-HVAC-003 | Labour | LAB-HLP | Helper 1.0 | day | 1 | 1538 | 0% | 1 | 1538
|  |  | Material – net (excl. wastage) | [5 empty] | 142190.85
|  |  | Material – wastage | [5 empty] | 109.035
|  |  | Material total | [5 empty] | 142299.885
|  |  | Labour total | [5 empty] | 4338
|  |  | Equipment total | [5 empty] | 0
|  |  | Transport / handling total | [5 empty] | 0
|  |  | DIRECT COST | [5 empty] | 146637.885
|  |  | Site overheads @ OH_Site | [5 empty] | 4399.1366
|  |  | Head-office overheads @ OH_HO | [5 empty] | 7331.8943
|  |  | Profit @ Profit | [5 empty] | 14663.7885
|  |  | Rate excl. tax | [5 empty] | 173032.7043
|  |  | Sales tax (only if Tax_On = Yes) | [5 empty] | 0
|  |  | FINAL RATE per Nos (rounded) | [5 empty] | 173033
|  |  | Blank / old (red) inputs in this analysis | [5 empty] | 0
LFT-001 | Supplying, installing, testing and commissioning passenger lift per specification, complete in all respects. | [7 empty] | Unit: Nos
Item Code | Component | Resource Code | Description | Unit | Consumption / unit | Base Rate PKR | Wastage % | Adjusted Qty | Amount PKR | Input flag
LFT-001 | Material | MAT-LIFT | Lift complete (vendor) | Nos | 1 | 8500000 | 0% | 1 | 8500000
|  |  | Material – net (excl. wastage) | [5 empty] | 8500000
|  |  | Material – wastage | [5 empty] | 0
|  |  | Material total | [5 empty] | 8500000
|  |  | Labour total | [5 empty] | 0
|  |  | Equipment total | [5 empty] | 0
|  |  | Transport / handling total | [5 empty] | 0
|  |  | DIRECT COST | [5 empty] | 8500000
|  |  | Site overheads @ OH_Site | [5 empty] | 255000
|  |  | Head-office overheads @ OH_HO | [5 empty] | 425000
|  |  | Profit @ Profit | [5 empty] | 850000
|  |  | Rate excl. tax | [5 empty] | 10030000
|  |  | Sales tax (only if Tax_On = Yes) | [5 empty] | 0
|  |  | FINAL RATE per Nos (rounded) | [5 empty] | 10030000
|  |  | Blank / old (red) inputs in this analysis | [5 empty] | 0
MISC-RLG-001 | Providing and fixing SS 304 handrail 2" dia on SS posts @4 ft, welded and polished, complete in all respects. | [7 empty] | Unit: Rft
Item Code | Component | Resource Code | Description | Unit | Consumption / unit | Base Rate PKR | Wastage % | Adjusted Qty | Amount PKR | Input flag
MISC-RLG-001 | Material | MAT-SSP | SS railing incl. posts (MRS) | Rft | 1 | 2920.45 | 0% | 1 | 2920.45
MISC-RLG-001 | Material | MAT-SSB | Posts – included | Nos | 0.25 | 0 | 0% | 0.25 | 0
MISC-RLG-001 | Labour | LAB-FAB | Fabricator 1/15 | day | 0.066667 | 2200 | 0% | 0.066667 | 146.6667
MISC-RLG-001 | Labour | LAB-HLP | Helper 1/15 | day | 0.066667 | 1538 | 0% | 0.066667 | 102.5333
|  |  | Material – net (excl. wastage) | [5 empty] | 2920.45
|  |  | Material – wastage | [5 empty] | 0
|  |  | Material total | [5 empty] | 2920.45
|  |  | Labour total | [5 empty] | 249.2
|  |  | Equipment total | [5 empty] | 0
|  |  | Transport / handling total | [5 empty] | 0
|  |  | DIRECT COST | [5 empty] | 3169.65
|  |  | Site overheads @ OH_Site | [5 empty] | 95.0895
|  |  | Head-office overheads @ OH_HO | [5 empty] | 158.4825
|  |  | Profit @ Profit | [5 empty] | 316.965
|  |  | Rate excl. tax | [5 empty] | 3740.187
|  |  | Sales tax (only if Tax_On = Yes) | [5 empty] | 0
|  |  | FINAL RATE per Rft (rounded) | [5 empty] | 3740
|  |  | Blank / old (red) inputs in this analysis | [5 empty] | 0
MISC-GLB-001 | Providing and fixing 1/2" toughened glass balustrade 3'-6" high in SS spigots, complete in all respects. | [7 empty] | Unit: Rft
Item Code | Component | Resource Code | Description | Unit | Consumption / unit | Base Rate PKR | Wastage % | Adjusted Qty | Amount PKR | Input flag
MISC-GLB-001 | Material | MAT-TGL | Glass balustrade installed 3.5 Sft/Rft | Sft | 3.5 | 1714.29 | 0% | 3.5 | 6000.015
MISC-GLB-001 | Material | MAT-SPIG | Spigots – included | Nos | 0.5 | 0 | 0% | 0.5 | 0
MISC-GLB-001 | Labour | LAB-GLZ | Glazier – nil (installed) | day | 0 | 2200 | 0% | 0 | 0
MISC-GLB-001 | Labour | LAB-HLP | Helper – nil (installed) | day | 0 | 1538 | 0% | 0 | 0
|  |  | Material – net (excl. wastage) | [5 empty] | 6000.015
|  |  | Material – wastage | [5 empty] | 0
|  |  | Material total | [5 empty] | 6000.015
|  |  | Labour total | [5 empty] | 0
|  |  | Equipment total | [5 empty] | 0
|  |  | Transport / handling total | [5 empty] | 0
|  |  | DIRECT COST | [5 empty] | 6000.015
|  |  | Site overheads @ OH_Site | [5 empty] | 180.0005
|  |  | Head-office overheads @ OH_HO | [5 empty] | 300.0007
|  |  | Profit @ Profit | [5 empty] | 600.0015
|  |  | Rate excl. tax | [5 empty] | 7080.0177
|  |  | Sales tax (only if Tax_On = Yes) | [5 empty] | 0
|  |  | FINAL RATE per Rft (rounded) | [5 empty] | 7080
|  |  | Blank / old (red) inputs in this analysis | [5 empty] | 0
ELE-CND-050 | Providing and laying uPVC conduit 1/2" concealed/exposed including sockets, bends, saddles and making good, complete in all respects. | [7 empty] | Unit: Rft
Item Code | Component | Resource Code | Description | Unit | Consumption / unit | Base Rate PKR | Wastage % | Adjusted Qty | Amount PKR | Input flag
ELE-CND-050 | Material | MAT-CND-050 | Conduit | Rft | 1 | 32.4 | 5% | 1.05 | 34.02
ELE-CND-050 | Material | MAT-CND-050-SO | Sockets 0.1 | Nos | 0.1 | 11.7 | 0% | 0.1 | 1.17
ELE-CND-050 | Material | MAT-CND-050-BN | Bends 0.1 | Nos | 0.1 | 21.7 | 0% | 0.1 | 2.17
ELE-CND-050 | Labour | LAB-ELC | Electrician 1/120 | day | 0.0083333 | 2800 | 0% | 0.0083333 | 23.3333
ELE-CND-050 | Labour | LAB-HLP | Helper 1/120 | day | 0.0083333 | 1538 | 0% | 0.0083333 | 12.8167
|  |  | Material – net (excl. wastage) | [5 empty] | 35.74
|  |  | Material – wastage | [5 empty] | 1.62
|  |  | Material total | [5 empty] | 37.36
|  |  | Labour total | [5 empty] | 36.15
|  |  | Equipment total | [5 empty] | 0
|  |  | Transport / handling total | [5 empty] | 0
|  |  | DIRECT COST | [5 empty] | 73.51
|  |  | Site overheads @ OH_Site | [5 empty] | 2.2053
|  |  | Head-office overheads @ OH_HO | [5 empty] | 3.6755
|  |  | Profit @ Profit | [5 empty] | 7.351
|  |  | Rate excl. tax | [5 empty] | 86.7418
|  |  | Sales tax (only if Tax_On = Yes) | [5 empty] | 0
|  |  | FINAL RATE per Rft (rounded) | [5 empty] | 87
|  |  | Blank / old (red) inputs in this analysis | [5 empty] | 0
ELE-CND-125 | Providing and laying uPVC conduit 1-1/4" concealed/exposed including sockets, bends, saddles and making good, complete in all respects. | [7 empty] | Unit: Rft
Item Code | Component | Resource Code | Description | Unit | Consumption / unit | Base Rate PKR | Wastage % | Adjusted Qty | Amount PKR | Input flag
ELE-CND-125 | Material | MAT-CND-125 | Conduit | Rft | 1 | 84.6 | 5% | 1.05 | 88.83
ELE-CND-125 | Material | MAT-CND-125-SO | Sockets 0.1 | Nos | 0.1 | 57 | 0% | 0.1 | 5.7
ELE-CND-125 | Material | MAT-CND-125-BN | Bends 0.1 | Nos | 0.1 | 101 | 0% | 0.1 | 10.1
ELE-CND-125 | Labour | LAB-ELC | Electrician 1/70 | day | 0.014286 | 2800 | 0% | 0.014286 | 40
ELE-CND-125 | Labour | LAB-HLP | Helper 1/70 | day | 0.014286 | 1538 | 0% | 0.014286 | 21.9714
|  |  | Material – net (excl. wastage) | [5 empty] | 100.4
|  |  | Material – wastage | [5 empty] | 4.23
|  |  | Material total | [5 empty] | 104.63
|  |  | Labour total | [5 empty] | 61.9714
|  |  | Equipment total | [5 empty] | 0
|  |  | Transport / handling total | [5 empty] | 0
|  |  | DIRECT COST | [5 empty] | 166.6014
|  |  | Site overheads @ OH_Site | [5 empty] | 4.998
|  |  | Head-office overheads @ OH_HO | [5 empty] | 8.3301
|  |  | Profit @ Profit | [5 empty] | 16.6601
|  |  | Rate excl. tax | [5 empty] | 196.5897
|  |  | Sales tax (only if Tax_On = Yes) | [5 empty] | 0
|  |  | FINAL RATE per Rft (rounded) | [5 empty] | 197
|  |  | Blank / old (red) inputs in this analysis | [5 empty] | 0
ELE-CND-150 | Providing and laying uPVC conduit 1-1/2" concealed/exposed including sockets, bends, saddles and making good, complete in all respects. | [7 empty] | Unit: Rft
Item Code | Component | Resource Code | Description | Unit | Consumption / unit | Base Rate PKR | Wastage % | Adjusted Qty | Amount PKR | Input flag
ELE-CND-150 | Material | MAT-CND-150 | Conduit | Rft | 1 | 117 | 5% | 1.05 | 122.85
ELE-CND-150 | Material | MAT-CND-150-SO | Sockets 0.1 | Nos | 0.1 | 77 | 0% | 0.1 | 7.7
ELE-CND-150 | Material | MAT-CND-150-BN | Bends 0.1 | Nos | 0.1 | 139 | 0% | 0.1 | 13.9
ELE-CND-150 | Labour | LAB-ELC | Electrician 1/70 | day | 0.014286 | 2800 | 0% | 0.014286 | 40
ELE-CND-150 | Labour | LAB-HLP | Helper 1/70 | day | 0.014286 | 1538 | 0% | 0.014286 | 21.9714
|  |  | Material – net (excl. wastage) | [5 empty] | 138.6
|  |  | Material – wastage | [5 empty] | 5.85
|  |  | Material total | [5 empty] | 144.45
|  |  | Labour total | [5 empty] | 61.9714
|  |  | Equipment total | [5 empty] | 0
|  |  | Transport / handling total | [5 empty] | 0
|  |  | DIRECT COST | [5 empty] | 206.4214
|  |  | Site overheads @ OH_Site | [5 empty] | 6.1926
|  |  | Head-office overheads @ OH_HO | [5 empty] | 10.3211
|  |  | Profit @ Profit | [5 empty] | 20.6421
|  |  | Rate excl. tax | [5 empty] | 243.5773
|  |  | Sales tax (only if Tax_On = Yes) | [5 empty] | 0
|  |  | FINAL RATE per Rft (rounded) | [5 empty] | 244
|  |  | Blank / old (red) inputs in this analysis | [5 empty] | 0
ELE-CND-200 | Providing and laying uPVC conduit 2" concealed/exposed including sockets, bends, saddles and making good, complete in all respects. | [7 empty] | Unit: Rft
Item Code | Component | Resource Code | Description | Unit | Consumption / unit | Base Rate PKR | Wastage % | Adjusted Qty | Amount PKR | Input flag
ELE-CND-200 | Material | MAT-CND-200 | Conduit | Rft | 1 | 175.5 | 5% | 1.05 | 184.275
ELE-CND-200 | Material | MAT-CND-200-SO | Sockets 0.1 | Nos | 0.1 | 108 | 0% | 0.1 | 10.8
ELE-CND-200 | Material | MAT-CND-200-BN | Bends 0.1 | Nos | 0.1 | 219 | 0% | 0.1 | 21.9
ELE-CND-200 | Labour | LAB-ELC | Electrician 1/70 | day | 0.014286 | 2800 | 0% | 0.014286 | 40
ELE-CND-200 | Labour | LAB-HLP | Helper 1/70 | day | 0.014286 | 1538 | 0% | 0.014286 | 21.9714
|  |  | Material – net (excl. wastage) | [5 empty] | 208.2
|  |  | Material – wastage | [5 empty] | 8.775
|  |  | Material total | [5 empty] | 216.975
|  |  | Labour total | [5 empty] | 61.9714
|  |  | Equipment total | [5 empty] | 0
|  |  | Transport / handling total | [5 empty] | 0
|  |  | DIRECT COST | [5 empty] | 278.9464
|  |  | Site overheads @ OH_Site | [5 empty] | 8.3684
|  |  | Head-office overheads @ OH_HO | [5 empty] | 13.9473
|  |  | Profit @ Profit | [5 empty] | 27.8946
|  |  | Rate excl. tax | [5 empty] | 329.1568
|  |  | Sales tax (only if Tax_On = Yes) | [5 empty] | 0
|  |  | FINAL RATE per Rft (rounded) | [5 empty] | 329
|  |  | Blank / old (red) inputs in this analysis | [5 empty] | 0
FIN-FLR-005 | Providing and laying vinyl/SPC plank flooring of approved make over levelled screed, including adhesive/underlay as required and trims, complete in all respects. | [7 empty] | Unit: Sft
Item Code | Component | Resource Code | Description | Unit | Consumption / unit | Base Rate PKR | Wastage % | Adjusted Qty | Amount PKR | Input flag
FIN-FLR-005 | Material | MAT-VNL | Plank incl. cutting | Sft | 1 | 225 | 7% | 1.07 | 240.75
FIN-FLR-005 | Material | MAT-VADH | Adhesive 0.03 kg | kg | 0.03 | 700 | 0% | 0.03 | 21
FIN-FLR-005 | Labour | LAB-TIL | Installer 1/250 | day | 0.004 | 2500 | 0% | 0.004 | 10
FIN-FLR-005 | Labour | LAB-HLP | Helper 1/250 | day | 0.004 | 1538 | 0% | 0.004 | 6.152
|  |  | Material – net (excl. wastage) | [5 empty] | 246
|  |  | Material – wastage | [5 empty] | 15.75
|  |  | Material total | [5 empty] | 261.75
|  |  | Labour total | [5 empty] | 16.152
|  |  | Equipment total | [5 empty] | 0
|  |  | Transport / handling total | [5 empty] | 0
|  |  | DIRECT COST | [5 empty] | 277.902
|  |  | Site overheads @ OH_Site | [5 empty] | 8.3371
|  |  | Head-office overheads @ OH_HO | [5 empty] | 13.8951
|  |  | Profit @ Profit | [5 empty] | 27.7902
|  |  | Rate excl. tax | [5 empty] | 327.9244
|  |  | Sales tax (only if Tax_On = Yes) | [5 empty] | 0
|  |  | FINAL RATE per Sft (rounded) | [5 empty] | 328
|  |  | Blank / old (red) inputs in this analysis | [5 empty] | 0
FIN-FLR-006 | Providing and laying floating laminate flooring on foam underlay with trims, complete in all respects. | [7 empty] | Unit: Sft
Item Code | Component | Resource Code | Description | Unit | Consumption / unit | Base Rate PKR | Wastage % | Adjusted Qty | Amount PKR | Input flag
FIN-FLR-006 | Material | MAT-LAM | Laminate incl. cutting | Sft | 1 | 350 | 7% | 1.07 | 374.5
FIN-FLR-006 | Material | MAT-UNDL | Underlay 1.05 | Sft | 1.05 | 0 | 0% | 1.05 | 0
FIN-FLR-006 | Labour | LAB-TIL | Installer 1/250 | day | 0.004 | 2500 | 0% | 0.004 | 10
FIN-FLR-006 | Labour | LAB-HLP | Helper 1/250 | day | 0.004 | 1538 | 0% | 0.004 | 6.152
|  |  | Material – net (excl. wastage) | [5 empty] | 350
|  |  | Material – wastage | [5 empty] | 24.5
|  |  | Material total | [5 empty] | 374.5
|  |  | Labour total | [5 empty] | 16.152
|  |  | Equipment total | [5 empty] | 0
|  |  | Transport / handling total | [5 empty] | 0
|  |  | DIRECT COST | [5 empty] | 390.652
|  |  | Site overheads @ OH_Site | [5 empty] | 11.7196
|  |  | Head-office overheads @ OH_HO | [5 empty] | 19.5326
|  |  | Profit @ Profit | [5 empty] | 39.0652
|  |  | Rate excl. tax | [5 empty] | 460.9694
|  |  | Sales tax (only if Tax_On = Yes) | [5 empty] | 0
|  |  | FINAL RATE per Sft (rounded) | [5 empty] | 461
|  |  | Blank / old (red) inputs in this analysis | [5 empty] | 0
FIN-FLR-007 | Providing and applying epoxy self-levelling floor system (primer, body coat, top coat) over prepared concrete, complete in all respects. | [7 empty] | Unit: Sft
Item Code | Component | Resource Code | Description | Unit | Consumption / unit | Base Rate PKR | Wastage % | Adjusted Qty | Amount PKR | Input flag
FIN-FLR-007 | Material | MAT-EPX | Epoxy system supplied & applied | Sft | 1 | 200 | 0% | 1 | 200
FIN-FLR-007 | Labour | LAB-WPA | Applicator – nil (installed rate) | day | 0 | 2200 | 0% | 0 | 0
FIN-FLR-007 | Labour | LAB-HLP | Helpers – nil | day | 0 | 1538 | 0% | 0 | 0
|  |  | Material – net (excl. wastage) | [5 empty] | 200
|  |  | Material – wastage | [5 empty] | 0
|  |  | Material total | [5 empty] | 200
|  |  | Labour total | [5 empty] | 0
|  |  | Equipment total | [5 empty] | 0
|  |  | Transport / handling total | [5 empty] | 0
|  |  | DIRECT COST | [5 empty] | 200
|  |  | Site overheads @ OH_Site | [5 empty] | 6
|  |  | Head-office overheads @ OH_HO | [5 empty] | 10
|  |  | Profit @ Profit | [5 empty] | 20
|  |  | Rate excl. tax | [5 empty] | 236
|  |  | Sales tax (only if Tax_On = Yes) | [5 empty] | 0
|  |  | FINAL RATE per Sft (rounded) | [5 empty] | 236
|  |  | Blank / old (red) inputs in this analysis | [5 empty] | 0
FIN-SKT-001 | Providing and fixing 4" high porcelain tile skirting on adhesive with grouting, complete in all respects. | [7 empty] | Unit: Rft
Item Code | Component | Resource Code | Description | Unit | Consumption / unit | Base Rate PKR | Wastage % | Adjusted Qty | Amount PKR | Input flag
FIN-SKT-001 | Material | MAT-TIL-POR | Tile 0.333 Sft | Sft | 0.333 | 209 | 7% | 0.35631 | 74.4688
FIN-SKT-001 | Material | MAT-TADH | Adhesive 1/270 bag | bag | 0.0037037 | 650 | 0% | 0.0037037 | 2.4074
FIN-SKT-001 | Material | MAT-GRT | Grout 0.01 kg | kg | 0.01 | 300 | 0% | 0.01 | 3
FIN-SKT-001 | Labour | LAB-TIL | Tiler 1/150 | day | 0.0066667 | 2500 | 0% | 0.0066667 | 16.6667
FIN-SKT-001 | Labour | LAB-HLP | Helper 1/150 | day | 0.0066667 | 1538 | 0% | 0.0066667 | 10.2533
|  |  | Material – net (excl. wastage) | [5 empty] | 75.0044
|  |  | Material – wastage | [5 empty] | 4.8718
|  |  | Material total | [5 empty] | 79.8762
|  |  | Labour total | [5 empty] | 26.92
|  |  | Equipment total | [5 empty] | 0
|  |  | Transport / handling total | [5 empty] | 0
|  |  | DIRECT COST | [5 empty] | 106.7962
|  |  | Site overheads @ OH_Site | [5 empty] | 3.2039
|  |  | Head-office overheads @ OH_HO | [5 empty] | 5.3398
|  |  | Profit @ Profit | [5 empty] | 10.6796
|  |  | Rate excl. tax | [5 empty] | 126.0195
|  |  | Sales tax (only if Tax_On = Yes) | [5 empty] | 0
|  |  | FINAL RATE per Rft (rounded) | [5 empty] | 126
|  |  | Blank / old (red) inputs in this analysis | [5 empty] | 0
FIN-PLS-003 | Providing and applying 0.75" thick cement sand plaster 1:4 to external elevations (one face), including curing; scaffold/cradle measured separately, complete in all respects. | [7 empty] | Unit: Sft
Item Code | Component | Resource Code | Description | Unit | Consumption / unit | Base Rate PKR | Wastage % | Adjusted Qty | Amount PKR | Input flag
FIN-PLS-003 | Material | MAT-CEM-OPC | Cement | bag | 0.0156 | 1575 | 2% | 0.015912 | 25.0614
FIN-PLS-003 | Material | MAT-SND-CHN | Sand Chenab | cft | 0.078 | 80 | 5% | 0.0819 | 6.552
FIN-PLS-003 | Labour | LAB-PLS | Plasterer – PR-PLS75 crew | day | 0.0125 | 2150 | 0% | 0.0125 | 26.875
FIN-PLS-003 | Labour | LAB-HLP | Helper(s) – PR-PLS75 crew | day | 0.0125 | 1538 | 0% | 0.0125 | 19.225
|  |  | Material – net (excl. wastage) | [5 empty] | 30.81
|  |  | Material – wastage | [5 empty] | 0.8034
|  |  | Material total | [5 empty] | 31.6134
|  |  | Labour total | [5 empty] | 46.1
|  |  | Equipment total | [5 empty] | 0
|  |  | Transport / handling total | [5 empty] | 0
|  |  | DIRECT COST | [5 empty] | 77.7134
|  |  | Site overheads @ OH_Site | [5 empty] | 2.3314
|  |  | Head-office overheads @ OH_HO | [5 empty] | 3.8857
|  |  | Profit @ Profit | [5 empty] | 7.7713
|  |  | Rate excl. tax | [5 empty] | 91.7018
|  |  | Sales tax (only if Tax_On = Yes) | [5 empty] | 0
|  |  | FINAL RATE per Sft (rounded) | [5 empty] | 92
|  |  | Blank / old (red) inputs in this analysis | [5 empty] | 0
FIN-PLS-004 | Providing and applying 0.375" thick cement sand plaster 1:3 to RCC ceilings/soffits, including hacking and curing, complete in all respects. | [7 empty] | Unit: Sft
Item Code | Component | Resource Code | Description | Unit | Consumption / unit | Base Rate PKR | Wastage % | Adjusted Qty | Amount PKR | Input flag
FIN-PLS-004 | Material | MAT-CEM-OPC | Cement | bag | 0.00975 | 1575 | 2% | 0.009945 | 15.6634
FIN-PLS-004 | Material | MAT-SND-CHN | Sand Chenab | cft | 0.036562 | 80 | 5% | 0.038391 | 3.0713
FIN-PLS-004 | Labour | LAB-PLS | Plasterer – PR-PLSC crew | day | 0.011111 | 2150 | 0% | 0.011111 | 23.8889
FIN-PLS-004 | Labour | LAB-HLP | Helper(s) – PR-PLSC crew | day | 0.011111 | 1538 | 0% | 0.011111 | 17.0889
|  |  | Material – net (excl. wastage) | [5 empty] | 18.2812
|  |  | Material – wastage | [5 empty] | 0.45338
|  |  | Material total | [5 empty] | 18.7346
|  |  | Labour total | [5 empty] | 40.9778
|  |  | Equipment total | [5 empty] | 0
|  |  | Transport / handling total | [5 empty] | 0
|  |  | DIRECT COST | [5 empty] | 59.7124
|  |  | Site overheads @ OH_Site | [5 empty] | 1.7914
|  |  | Head-office overheads @ OH_HO | [5 empty] | 2.9856
|  |  | Profit @ Profit | [5 empty] | 5.9712
|  |  | Rate excl. tax | [5 empty] | 70.4606
|  |  | Sales tax (only if Tax_On = Yes) | [5 empty] | 0
|  |  | FINAL RATE per Sft (rounded) | [5 empty] | 70
|  |  | Blank / old (red) inputs in this analysis | [5 empty] | 0
FIN-SCR-004 | Providing and laying 1" thick cement sand screed 1:3 to floors, including bonding slurry and curing, complete in all respects. | [7 empty] | Unit: Sft
Item Code | Component | Resource Code | Description | Unit | Consumption / unit | Base Rate PKR | Wastage % | Adjusted Qty | Amount PKR | Input flag
FIN-SCR-004 | Material | MAT-CEM-OPC | Cement | bag | 0.022741 | 1575 | 2% | 0.023196 | 36.5333
FIN-SCR-004 | Material | MAT-SND-CHN | Sand | cft | 0.085278 | 80 | 5% | 0.089542 | 7.1634
FIN-SCR-004 | Labour | LAB-MSN | Mason – PR-SCR1 crew | day | 0.0086957 | 2200 | 0% | 0.0086957 | 19.1304
FIN-SCR-004 | Labour | LAB-HLP | Helper(s) – PR-SCR1 crew | day | 0.017391 | 1538 | 0% | 0.017391 | 26.7478
|  |  | Material – net (excl. wastage) | [5 empty] | 42.6392
|  |  | Material – wastage | [5 empty] | 1.0575
|  |  | Material total | [5 empty] | 43.6966
|  |  | Labour total | [5 empty] | 45.8783
|  |  | Equipment total | [5 empty] | 0
|  |  | Transport / handling total | [5 empty] | 0
|  |  | DIRECT COST | [5 empty] | 89.5749
|  |  | Site overheads @ OH_Site | [5 empty] | 2.6872
|  |  | Head-office overheads @ OH_HO | [5 empty] | 4.4787
|  |  | Profit @ Profit | [5 empty] | 8.9575
|  |  | Rate excl. tax | [5 empty] | 105.6984
|  |  | Sales tax (only if Tax_On = Yes) | [5 empty] | 0
|  |  | FINAL RATE per Sft (rounded) | [5 empty] | 106
|  |  | Blank / old (red) inputs in this analysis | [5 empty] | 0
CIV-MAS-006 | Providing and laying first class burnt brick masonry in foundation and plinth in cement sand mortar 1:4, complete in all respects. | [7 empty] | Unit: cft
Item Code | Component | Resource Code | Description | Unit | Consumption / unit | Base Rate PKR | Wastage % | Adjusted Qty | Amount PKR | Input flag
CIV-MAS-006 | Material | MAT-BRK-A | Bricks 13.5 | Nos | 13.5 | 17.5 | 5% | 14.175 | 248.0625
CIV-MAS-006 | Material | MAT-CEM-OPC | Cement 0.25×DryF_Mortar/5 | bag | 0.052 | 1575 | 2% | 0.05304 | 83.538
CIV-MAS-006 | Material | MAT-SND-CHN | Sand 0.25×DryF_Mortar×4/5 | cft | 0.26 | 80 | 5% | 0.273 | 21.84
CIV-MAS-006 | Labour | LAB-MSN | Mason – PR-BRKF crew | day | 0.018182 | 2200 | 0% | 0.018182 | 40
CIV-MAS-006 | Labour | LAB-HLP | Helper(s) – PR-BRKF crew | day | 0.027273 | 1538 | 0% | 0.027273 | 41.9455
|  |  | Material – net (excl. wastage) | [5 empty] | 338.95
|  |  | Material – wastage | [5 empty] | 14.4905
|  |  | Material total | [5 empty] | 353.4405
|  |  | Labour total | [5 empty] | 81.9455
|  |  | Equipment total | [5 empty] | 0
|  |  | Transport / handling total | [5 empty] | 0
|  |  | DIRECT COST | [5 empty] | 435.386
|  |  | Site overheads @ OH_Site | [5 empty] | 13.0616
|  |  | Head-office overheads @ OH_HO | [5 empty] | 21.7693
|  |  | Profit @ Profit | [5 empty] | 43.5386
|  |  | Rate excl. tax | [5 empty] | 513.7554
|  |  | Sales tax (only if Tax_On = Yes) | [5 empty] | 0
|  |  | FINAL RATE per cft (rounded) | [5 empty] | 514
|  |  | Blank / old (red) inputs in this analysis | [5 empty] | 0
CIV-CON-019 | Providing and laying plain cement concrete 1:3:6 (nominal, site-mixed) in blinding/sub-base, including compacting and curing, complete in all respects. | [7 empty] | Unit: cft
Item Code | Component | Resource Code | Description | Unit | Consumption / unit | Base Rate PKR | Wastage % | Adjusted Qty | Amount PKR | Input flag
CIV-CON-019 | Material | MAT-CEM-OPC | Cement 1.54×1/10÷1.25 | bag | 0.1232 | 1575 | 2% | 0.12566 | 197.9208
CIV-CON-019 | Material | MAT-SND-CHN | Sand 1.54×3/10 | cft | 0.462 | 80 | 5% | 0.4851 | 38.808
CIV-CON-019 | Material | MAT-CRS-MGL | Crush 1.54×6/10 | cft | 0.924 | 180 | 5% | 0.9702 | 174.636
CIV-CON-019 | Material | MAT-WTR | Water (W/C 0.6) | litre | 3.696 | 0.686 | 0% | 3.696 | 2.5355
CIV-CON-019 | Labour | LAB-MSN | Mason – PR-PCC crew | day | 0.0125 | 2200 | 0% | 0.0125 | 27.5
CIV-CON-019 | Labour | LAB-HLP | Helper(s) – PR-PCC crew | day | 0.075 | 1538 | 0% | 0.075 | 115.35
CIV-CON-019 | Equipment | EQ-MIX | Mixer 1/150 | day | 0.0066667 | 3500 | 0% | 0.0066667 | 23.3333
|  |  | Material – net (excl. wastage) | [5 empty] | 399.8555
|  |  | Material – wastage | [5 empty] | 14.0448
|  |  | Material total | [5 empty] | 413.9003
|  |  | Labour total | [5 empty] | 142.85
|  |  | Equipment total | [5 empty] | 23.3333
|  |  | Transport / handling total | [5 empty] | 0
|  |  | DIRECT COST | [5 empty] | 580.0836
|  |  | Site overheads @ OH_Site | [5 empty] | 17.4025
|  |  | Head-office overheads @ OH_HO | [5 empty] | 29.0042
|  |  | Profit @ Profit | [5 empty] | 58.0084
|  |  | Rate excl. tax | [5 empty] | 684.4986
|  |  | Sales tax (only if Tax_On = Yes) | [5 empty] | 0
|  |  | FINAL RATE per cft (rounded) | [5 empty] | 684
|  |  | Blank / old (red) inputs in this analysis | [5 empty] | 0
CIV-FWK-005 | Providing, erecting and stripping plywood formwork to staircase waist soffit, risers and stringers incl. props, complete in all respects; contact area. | [7 empty] | Unit: Sft
Item Code | Component | Resource Code | Description | Unit | Consumption / unit | Base Rate PKR | Wastage % | Adjusted Qty | Amount PKR | Input flag
CIV-FWK-005 | Material | MAT-PLY-18 | Plywood 1/32/Reuse_Ply | sheet | 0.0052083 | 5500 | 10% | 0.0057292 | 31.5104
CIV-FWK-005 | Material | MAT-TIM-CHR | Timber 0.04/Reuse_Tim | cft | 0.004 | 3680 | 0% | 0.004 | 14.72
CIV-FWK-005 | Material | MAT-NAIL | Nails 0.01 | kg | 0.01 | 715 | 0% | 0.01 | 7.15
CIV-FWK-005 | Material | MAT-SHOIL | Oil 0.01 | litre | 0.01 | 400 | 0% | 0.01 | 4
CIV-FWK-005 | Labour | LAB-CRP | Carpenter – PR-FWB crew | day | 0.01 | 2400 | 0% | 0.01 | 24
CIV-FWK-005 | Labour | LAB-HLP | Helper(s) – PR-FWB crew | day | 0.01 | 1538 | 0% | 0.01 | 15.38
CIV-FWK-005 | Equipment | EQ-PROP | Props | Sft | 1 | 10 | 0% | 1 | 10
|  |  | Material – net (excl. wastage) | [5 empty] | 54.5158
|  |  | Material – wastage | [5 empty] | 2.8646
|  |  | Material total | [5 empty] | 57.3804
|  |  | Labour total | [5 empty] | 39.38
|  |  | Equipment total | [5 empty] | 10
|  |  | Transport / handling total | [5 empty] | 0
|  |  | DIRECT COST | [5 empty] | 106.7604
|  |  | Site overheads @ OH_Site | [5 empty] | 3.2028
|  |  | Head-office overheads @ OH_HO | [5 empty] | 5.338
|  |  | Profit @ Profit | [5 empty] | 10.676
|  |  | Rate excl. tax | [5 empty] | 125.9773
|  |  | Sales tax (only if Tax_On = Yes) | [5 empty] | 0
|  |  | FINAL RATE per Sft (rounded) | [5 empty] | 126
|  |  | Blank / old (red) inputs in this analysis | [5 empty] | 0
CIV-FWK-006 | Providing, erecting and stripping plywood formwork to sides of footings, rafts and ground beams, complete in all respects; contact area. | [7 empty] | Unit: Sft
Item Code | Component | Resource Code | Description | Unit | Consumption / unit | Base Rate PKR | Wastage % | Adjusted Qty | Amount PKR | Input flag
CIV-FWK-006 | Material | MAT-PLY-18 | Plywood 1/32/Reuse_Ply | sheet | 0.0052083 | 5500 | 10% | 0.0057292 | 31.5104
CIV-FWK-006 | Material | MAT-TIM-CHR | Timber 0.04/Reuse_Tim | cft | 0.004 | 3680 | 0% | 0.004 | 14.72
CIV-FWK-006 | Material | MAT-NAIL | Nails 0.01 | kg | 0.01 | 715 | 0% | 0.01 | 7.15
CIV-FWK-006 | Material | MAT-SHOIL | Oil 0.01 | litre | 0.01 | 400 | 0% | 0.01 | 4
CIV-FWK-006 | Labour | LAB-CRP | Carpenter – PR-FWW crew | day | 0.0076923 | 2400 | 0% | 0.0076923 | 18.4615
CIV-FWK-006 | Labour | LAB-HLP | Helper(s) – PR-FWW crew | day | 0.0076923 | 1538 | 0% | 0.0076923 | 11.8308
|  |  | Material – net (excl. wastage) | [5 empty] | 54.5158
|  |  | Material – wastage | [5 empty] | 2.8646
|  |  | Material total | [5 empty] | 57.3804
|  |  | Labour total | [5 empty] | 30.2923
|  |  | Equipment total | [5 empty] | 0
|  |  | Transport / handling total | [5 empty] | 0
|  |  | DIRECT COST | [5 empty] | 87.6727
|  |  | Site overheads @ OH_Site | [5 empty] | 2.6302
|  |  | Head-office overheads @ OH_HO | [5 empty] | 4.3836
|  |  | Profit @ Profit | [5 empty] | 8.7673
|  |  | Rate excl. tax | [5 empty] | 103.4538
|  |  | Sales tax (only if Tax_On = Yes) | [5 empty] | 0
|  |  | FINAL RATE per Sft (rounded) | [5 empty] | 103
|  |  | Blank / old (red) inputs in this analysis | [5 empty] | 0
CIV-RFT-002 | Providing, cutting, bending and fixing Grade 60 reinforcement, per ton (1,000 kg), complete in all respects. | [7 empty] | Unit: ton
Item Code | Component | Resource Code | Description | Unit | Consumption / unit | Base Rate PKR | Wastage % | Adjusted Qty | Amount PKR | Input flag
CIV-RFT-002 | Material | MAT-STL-G60 | Steel 1,000 kg | kg | 1000 | 242 | 3% | 1030 | 249260
CIV-RFT-002 | Material | MAT-BWIRE | Binding wire 10 kg | kg | 10 | 345 | 0% | 10 | 3450
CIV-RFT-002 | Labour | LAB-SFX | Fixer per ton | day | 2.7778 | 2450 | 0% | 2.7778 | 6805.5556
CIV-RFT-002 | Labour | LAB-HLP | Helper | day | 2.7778 | 1538 | 0% | 2.7778 | 4272.2222
|  |  | Material – net (excl. wastage) | [5 empty] | 245450
|  |  | Material – wastage | [5 empty] | 7260
|  |  | Material total | [5 empty] | 252710
|  |  | Labour total | [5 empty] | 11077.7778
|  |  | Equipment total | [5 empty] | 0
|  |  | Transport / handling total | [5 empty] | 0
|  |  | DIRECT COST | [5 empty] | 263787.7778
|  |  | Site overheads @ OH_Site | [5 empty] | 7913.6333
|  |  | Head-office overheads @ OH_HO | [5 empty] | 13189.3889
|  |  | Profit @ Profit | [5 empty] | 26378.7778
|  |  | Rate excl. tax | [5 empty] | 311269.5778
|  |  | Sales tax (only if Tax_On = Yes) | [5 empty] | 0
|  |  | FINAL RATE per ton (rounded) | [5 empty] | 311270
|  |  | Blank / old (red) inputs in this analysis | [5 empty] | 0
CIV-CON-020 | Providing and placing ready-mix concrete 4000 PSI from approved plant, pumped, compacted and cured, complete in all respects; excluding reinforcement and formwork. | [7 empty] | Unit: cft
Item Code | Component | Resource Code | Description | Unit | Consumption / unit | Base Rate PKR | Wastage % | Adjusted Qty | Amount PKR | Input flag
CIV-CON-020 | Material | MAT-RMC-4000 | Ready-mix concrete delivered | cft | 1 | 337.25 | 2% | 1.02 | 343.995
CIV-CON-020 | Equipment | EQ-PUMP | Pumping (GRN) | cft | 1 | 28.32 | 0% | 1 | 28.32
CIV-CON-020 | Labour | LAB-MSN | Mason – PR-RMC crew | day | 0.0064516 | 2200 | 0% | 0.0064516 | 14.1935
CIV-CON-020 | Labour | LAB-HLP | Helpers – PR-RMC crew | day | 0.051613 | 1538 | 0% | 0.051613 | 79.3806
CIV-CON-020 | Equipment | EQ-VIB | Needle vibrator – PR-RMC crew | day | 0.0064516 | 227 | 0% | 0.0064516 | 1.4645
|  |  | Material – net (excl. wastage) | [5 empty] | 337.25
|  |  | Material – wastage | [5 empty] | 6.745
|  |  | Material total | [5 empty] | 343.995
|  |  | Labour total | [5 empty] | 93.5742
|  |  | Equipment total | [5 empty] | 29.7845
|  |  | Transport / handling total | [5 empty] | 0
|  |  | DIRECT COST | [5 empty] | 467.3537
|  |  | Site overheads @ OH_Site | [5 empty] | 14.0206
|  |  | Head-office overheads @ OH_HO | [5 empty] | 23.3677
|  |  | Profit @ Profit | [5 empty] | 46.7354
|  |  | Rate excl. tax | [5 empty] | 551.4774
|  |  | Sales tax (only if Tax_On = Yes) | [5 empty] | 0
|  |  | FINAL RATE per cft (rounded) | [5 empty] | 551
|  |  | Blank / old (red) inputs in this analysis | [5 empty] | 0
CIV-CON-021 | Providing and placing ready-mix concrete 4500 PSI from approved plant, pumped, compacted and cured, complete in all respects; excluding reinforcement and formwork. | [7 empty] | Unit: cft
Item Code | Component | Resource Code | Description | Unit | Consumption / unit | Base Rate PKR | Wastage % | Adjusted Qty | Amount PKR | Input flag
CIV-CON-021 | Material | MAT-RMC-4500 | Ready-mix concrete delivered | cft | 1 | 331.31 | 2% | 1.02 | 337.9362
CIV-CON-021 | Equipment | EQ-PUMP | Pumping (GRN) | cft | 1 | 28.32 | 0% | 1 | 28.32
CIV-CON-021 | Labour | LAB-MSN | Mason – PR-RMC crew | day | 0.0064516 | 2200 | 0% | 0.0064516 | 14.1935
CIV-CON-021 | Labour | LAB-HLP | Helpers – PR-RMC crew | day | 0.051613 | 1538 | 0% | 0.051613 | 79.3806
CIV-CON-021 | Equipment | EQ-VIB | Needle vibrator – PR-RMC crew | day | 0.0064516 | 227 | 0% | 0.0064516 | 1.4645
|  |  | Material – net (excl. wastage) | [5 empty] | 331.31
|  |  | Material – wastage | [5 empty] | 6.6262
|  |  | Material total | [5 empty] | 337.9362
|  |  | Labour total | [5 empty] | 93.5742
|  |  | Equipment total | [5 empty] | 29.7845
|  |  | Transport / handling total | [5 empty] | 0
|  |  | DIRECT COST | [5 empty] | 461.2949
|  |  | Site overheads @ OH_Site | [5 empty] | 13.8388
|  |  | Head-office overheads @ OH_HO | [5 empty] | 23.0647
|  |  | Profit @ Profit | [5 empty] | 46.1295
|  |  | Rate excl. tax | [5 empty] | 544.328
|  |  | Sales tax (only if Tax_On = Yes) | [5 empty] | 0
|  |  | FINAL RATE per cft (rounded) | [5 empty] | 544
|  |  | Blank / old (red) inputs in this analysis | [5 empty] | 0
CIV-CON-022 | Providing and placing ready-mix concrete 6500 PSI from approved plant, pumped, compacted and cured, complete in all respects; excluding reinforcement and formwork. | [7 empty] | Unit: cft
Item Code | Component | Resource Code | Description | Unit | Consumption / unit | Base Rate PKR | Wastage % | Adjusted Qty | Amount PKR | Input flag
CIV-CON-022 | Material | MAT-RMC-6500 | Ready-mix concrete delivered | cft | 1 | 427.58 | 2% | 1.02 | 436.1316
CIV-CON-022 | Equipment | EQ-PUMP | Pumping (GRN) | cft | 1 | 28.32 | 0% | 1 | 28.32
CIV-CON-022 | Labour | LAB-MSN | Mason – PR-RMC crew | day | 0.0064516 | 2200 | 0% | 0.0064516 | 14.1935
CIV-CON-022 | Labour | LAB-HLP | Helpers – PR-RMC crew | day | 0.051613 | 1538 | 0% | 0.051613 | 79.3806
CIV-CON-022 | Equipment | EQ-VIB | Needle vibrator – PR-RMC crew | day | 0.0064516 | 227 | 0% | 0.0064516 | 1.4645
|  |  | Material – net (excl. wastage) | [5 empty] | 427.58
|  |  | Material – wastage | [5 empty] | 8.5516
|  |  | Material total | [5 empty] | 436.1316
|  |  | Labour total | [5 empty] | 93.5742
|  |  | Equipment total | [5 empty] | 29.7845
|  |  | Transport / handling total | [5 empty] | 0
|  |  | DIRECT COST | [5 empty] | 559.4903
|  |  | Site overheads @ OH_Site | [5 empty] | 16.7847
|  |  | Head-office overheads @ OH_HO | [5 empty] | 27.9745
|  |  | Profit @ Profit | [5 empty] | 55.949
|  |  | Rate excl. tax | [5 empty] | 660.1986
|  |  | Sales tax (only if Tax_On = Yes) | [5 empty] | 0
|  |  | FINAL RATE per cft (rounded) | [5 empty] | 660
|  |  | Blank / old (red) inputs in this analysis | [5 empty] | 0
CIV-CON-023 | Providing and placing ready-mix concrete Lean from approved plant, pumped, compacted and cured, complete in all respects; excluding reinforcement and formwork. | [7 empty] | Unit: cft
Item Code | Component | Resource Code | Description | Unit | Consumption / unit | Base Rate PKR | Wastage % | Adjusted Qty | Amount PKR | Input flag
CIV-CON-023 | Material | MAT-RMC-LEAN | Ready-mix concrete delivered | cft | 1 | 270.03 | 2% | 1.02 | 275.4306
CIV-CON-023 | Equipment | EQ-PUMP | Pumping (GRN) | cft | 1 | 28.32 | 0% | 1 | 28.32
CIV-CON-023 | Labour | LAB-MSN | Mason – PR-RMC crew | day | 0.0064516 | 2200 | 0% | 0.0064516 | 14.1935
CIV-CON-023 | Labour | LAB-HLP | Helpers – PR-RMC crew | day | 0.051613 | 1538 | 0% | 0.051613 | 79.3806
CIV-CON-023 | Equipment | EQ-VIB | Needle vibrator – PR-RMC crew | day | 0.0064516 | 227 | 0% | 0.0064516 | 1.4645
|  |  | Material – net (excl. wastage) | [5 empty] | 270.03
|  |  | Material – wastage | [5 empty] | 5.4006
|  |  | Material total | [5 empty] | 275.4306
|  |  | Labour total | [5 empty] | 93.5742
|  |  | Equipment total | [5 empty] | 29.7845
|  |  | Transport / handling total | [5 empty] | 0
|  |  | DIRECT COST | [5 empty] | 398.7893
|  |  | Site overheads @ OH_Site | [5 empty] | 11.9637
|  |  | Head-office overheads @ OH_HO | [5 empty] | 19.9395
|  |  | Profit @ Profit | [5 empty] | 39.8789
|  |  | Rate excl. tax | [5 empty] | 470.5714
|  |  | Sales tax (only if Tax_On = Yes) | [5 empty] | 0
|  |  | FINAL RATE per cft (rounded) | [5 empty] | 471
|  |  | Blank / old (red) inputs in this analysis | [5 empty] | 0
CIV-CON-024 | Extra labour over RCC items for placing concrete in 2nd and subsequent storeys, complete in all respects. | [7 empty] | Unit: cft
Item Code | Component | Resource Code | Description | Unit | Consumption / unit | Base Rate PKR | Wastage % | Adjusted Qty | Amount PKR | Input flag
CIV-CON-024 | Labour | MRS-C6-6-17 | MRS extra labour – item rate per unit | cft | 1 | 60.9 | 0% | 1 | 60.9
|  |  | Material – net (excl. wastage) | [5 empty] | 0
|  |  | Material – wastage | [5 empty] | 0
|  |  | Material total | [5 empty] | 0
|  |  | Labour total | [5 empty] | 60.9
|  |  | Equipment total | [5 empty] | 0
|  |  | Transport / handling total | [5 empty] | 0
|  |  | DIRECT COST | [5 empty] | 60.9
|  |  | Site overheads @ OH_Site | [5 empty] | 1.827
|  |  | Head-office overheads @ OH_HO | [5 empty] | 3.045
|  |  | Profit @ Profit | [5 empty] | 6.09
|  |  | Rate excl. tax | [5 empty] | 71.862
|  |  | Sales tax (only if Tax_On = Yes) | [5 empty] | 0
|  |  | FINAL RATE per cft (rounded) | [5 empty] | 72
|  |  | Blank / old (red) inputs in this analysis | [5 empty] | 0
CIV-MAS-007 | Extra labour over brick masonry for work in 1st floor, complete in all respects. | [7 empty] | Unit: cft
Item Code | Component | Resource Code | Description | Unit | Consumption / unit | Base Rate PKR | Wastage % | Adjusted Qty | Amount PKR | Input flag
CIV-MAS-007 | Labour | MRS-C7-6-1 | MRS extra labour – item rate per unit | cft | 1 | 17.9345 | 0% | 1 | 17.9345
|  |  | Material – net (excl. wastage) | [5 empty] | 0
|  |  | Material – wastage | [5 empty] | 0
|  |  | Material total | [5 empty] | 0
|  |  | Labour total | [5 empty] | 17.9345
|  |  | Equipment total | [5 empty] | 0
|  |  | Transport / handling total | [5 empty] | 0
|  |  | DIRECT COST | [5 empty] | 17.9345
|  |  | Site overheads @ OH_Site | [5 empty] | 0.53804
|  |  | Head-office overheads @ OH_HO | [5 empty] | 0.89672
|  |  | Profit @ Profit | [5 empty] | 1.7934
|  |  | Rate excl. tax | [5 empty] | 21.1627
|  |  | Sales tax (only if Tax_On = Yes) | [5 empty] | 0
|  |  | FINAL RATE per cft (rounded) | [5 empty] | 21
|  |  | Blank / old (red) inputs in this analysis | [5 empty] | 0
CIV-MAS-008 | Extra labour over brick masonry for work in 2nd floor, complete in all respects. | [7 empty] | Unit: cft
Item Code | Component | Resource Code | Description | Unit | Consumption / unit | Base Rate PKR | Wastage % | Adjusted Qty | Amount PKR | Input flag
CIV-MAS-008 | Labour | MRS-C7-6-2 | MRS extra labour – item rate per unit | cft | 1 | 40.269 | 0% | 1 | 40.269
|  |  | Material – net (excl. wastage) | [5 empty] | 0
|  |  | Material – wastage | [5 empty] | 0
|  |  | Material total | [5 empty] | 0
|  |  | Labour total | [5 empty] | 40.269
|  |  | Equipment total | [5 empty] | 0
|  |  | Transport / handling total | [5 empty] | 0
|  |  | DIRECT COST | [5 empty] | 40.269
|  |  | Site overheads @ OH_Site | [5 empty] | 1.2081
|  |  | Head-office overheads @ OH_HO | [5 empty] | 2.0135
|  |  | Profit @ Profit | [5 empty] | 4.0269
|  |  | Rate excl. tax | [5 empty] | 47.5174
|  |  | Sales tax (only if Tax_On = Yes) | [5 empty] | 0
|  |  | FINAL RATE per cft (rounded) | [5 empty] | 48
|  |  | Blank / old (red) inputs in this analysis | [5 empty] | 0
CIV-MAS-009 | Extra labour over brick masonry for work in 3rd floor, complete in all respects. | [7 empty] | Unit: cft
Item Code | Component | Resource Code | Description | Unit | Consumption / unit | Base Rate PKR | Wastage % | Adjusted Qty | Amount PKR | Input flag
CIV-MAS-009 | Labour | MRS-C7-6-3 | MRS extra labour – item rate per unit | cft | 1 | 62.603 | 0% | 1 | 62.603
|  |  | Material – net (excl. wastage) | [5 empty] | 0
|  |  | Material – wastage | [5 empty] | 0
|  |  | Material total | [5 empty] | 0
|  |  | Labour total | [5 empty] | 62.603
|  |  | Equipment total | [5 empty] | 0
|  |  | Transport / handling total | [5 empty] | 0
|  |  | DIRECT COST | [5 empty] | 62.603
|  |  | Site overheads @ OH_Site | [5 empty] | 1.8781
|  |  | Head-office overheads @ OH_HO | [5 empty] | 3.1301
|  |  | Profit @ Profit | [5 empty] | 6.2603
|  |  | Rate excl. tax | [5 empty] | 73.8715
|  |  | Sales tax (only if Tax_On = Yes) | [5 empty] | 0
|  |  | FINAL RATE per cft (rounded) | [5 empty] | 74
|  |  | Blank / old (red) inputs in this analysis | [5 empty] | 0
CIV-MAS-010 | Extra labour over brick masonry for work in 4th floor, complete in all respects. | [7 empty] | Unit: cft
Item Code | Component | Resource Code | Description | Unit | Consumption / unit | Base Rate PKR | Wastage % | Adjusted Qty | Amount PKR | Input flag
CIV-MAS-010 | Labour | MRS-C7-6-4 | MRS extra labour – item rate per unit | cft | 1 | 100.505 | 0% | 1 | 100.505
|  |  | Material – net (excl. wastage) | [5 empty] | 0
|  |  | Material – wastage | [5 empty] | 0
|  |  | Material total | [5 empty] | 0
|  |  | Labour total | [5 empty] | 100.505
|  |  | Equipment total | [5 empty] | 0
|  |  | Transport / handling total | [5 empty] | 0
|  |  | DIRECT COST | [5 empty] | 100.505
|  |  | Site overheads @ OH_Site | [5 empty] | 3.0152
|  |  | Head-office overheads @ OH_HO | [5 empty] | 5.0252
|  |  | Profit @ Profit | [5 empty] | 10.0505
|  |  | Rate excl. tax | [5 empty] | 118.5959
|  |  | Sales tax (only if Tax_On = Yes) | [5 empty] | 0
|  |  | FINAL RATE per cft (rounded) | [5 empty] | 119
|  |  | Blank / old (red) inputs in this analysis | [5 empty] | 0
CIV-MAS-011 | Extra labour over brick masonry for each floor above the 4th floor (add per floor), complete in all respects. | [7 empty] | Unit: cft
Item Code | Component | Resource Code | Description | Unit | Consumption / unit | Base Rate PKR | Wastage % | Adjusted Qty | Amount PKR | Input flag
CIV-MAS-011 | Labour | MRS-C7-6-5 | MRS extra labour – item rate per unit | cft | 1 | 10.7605 | 0% | 1 | 10.7605
|  |  | Material – net (excl. wastage) | [5 empty] | 0
|  |  | Material – wastage | [5 empty] | 0
|  |  | Material total | [5 empty] | 0
|  |  | Labour total | [5 empty] | 10.7605
|  |  | Equipment total | [5 empty] | 0
|  |  | Transport / handling total | [5 empty] | 0
|  |  | DIRECT COST | [5 empty] | 10.7605
|  |  | Site overheads @ OH_Site | [5 empty] | 0.32282
|  |  | Head-office overheads @ OH_HO | [5 empty] | 0.53802
|  |  | Profit @ Profit | [5 empty] | 1.076
|  |  | Rate excl. tax | [5 empty] | 12.6974
|  |  | Sales tax (only if Tax_On = Yes) | [5 empty] | 0
|  |  | FINAL RATE per cft (rounded) | [5 empty] | 13
|  |  | Blank / old (red) inputs in this analysis | [5 empty] | 0
FIN-PLS-005 | Extra labour over cement plaster for work above 20 ft height, for each additional 10 ft or part, complete in all respects. | [7 empty] | Unit: Sft
Item Code | Component | Resource Code | Description | Unit | Consumption / unit | Base Rate PKR | Wastage % | Adjusted Qty | Amount PKR | Input flag
FIN-PLS-005 | Labour | MRS-C11-29-1 | MRS extra labour – item rate per unit | Sft | 1 | 6.5945 | 0% | 1 | 6.5945
|  |  | Material – net (excl. wastage) | [5 empty] | 0
|  |  | Material – wastage | [5 empty] | 0
|  |  | Material total | [5 empty] | 0
|  |  | Labour total | [5 empty] | 6.5945
|  |  | Equipment total | [5 empty] | 0
|  |  | Transport / handling total | [5 empty] | 0
|  |  | DIRECT COST | [5 empty] | 6.5945
|  |  | Site overheads @ OH_Site | [5 empty] | 0.19784
|  |  | Head-office overheads @ OH_HO | [5 empty] | 0.32972
|  |  | Profit @ Profit | [5 empty] | 0.65945
|  |  | Rate excl. tax | [5 empty] | 7.7815
|  |  | Sales tax (only if Tax_On = Yes) | [5 empty] | 0
|  |  | FINAL RATE per Sft (rounded) | [5 empty] | 8
|  |  | Blank / old (red) inputs in this analysis | [5 empty] | 0
FIN-FLR-008 | Extra labour over tile / stone / mosaic flooring for each storey above ground, complete in all respects. | [7 empty] | Unit: Sft
Item Code | Component | Resource Code | Description | Unit | Consumption / unit | Base Rate PKR | Wastage % | Adjusted Qty | Amount PKR | Input flag
FIN-FLR-008 | Labour | MRS-C10-19-1 | MRS extra labour – item rate per unit | Sft | 1 | 12.181 | 0% | 1 | 12.181
|  |  | Material – net (excl. wastage) | [5 empty] | 0
|  |  | Material – wastage | [5 empty] | 0
|  |  | Material total | [5 empty] | 0
|  |  | Labour total | [5 empty] | 12.181
|  |  | Equipment total | [5 empty] | 0
|  |  | Transport / handling total | [5 empty] | 0
|  |  | DIRECT COST | [5 empty] | 12.181
|  |  | Site overheads @ OH_Site | [5 empty] | 0.36543
|  |  | Head-office overheads @ OH_HO | [5 empty] | 0.60905
|  |  | Profit @ Profit | [5 empty] | 1.2181
|  |  | Rate excl. tax | [5 empty] | 14.3736
|  |  | Sales tax (only if Tax_On = Yes) | [5 empty] | 0
|  |  | FINAL RATE per Sft (rounded) | [5 empty] | 14
|  |  | Blank / old (red) inputs in this analysis | [5 empty] | 0
PLB-HDPE-110 | Providing and fixing HDPE PN-10 pipe 110 mm with butt-fusion elbows and tees and clamps, tested, complete in all respects. | [7 empty] | Unit: Rft
Item Code | Component | Resource Code | Description | Unit | Consumption / unit | Base Rate PKR | Wastage % | Adjusted Qty | Amount PKR | Input flag
PLB-HDPE-110 | Material | GRN-QUA-HDW-000614 | HDPE pipe 110 mm | Rft | 1 | 364 | 5% | 1.05 | 382.2 | OLD RATE
PLB-HDPE-110 | Material | GRN-QUA-MEP-001380 | Elbows 0.05 per Rft (ASSUMPTION) | Nos | 0.05 | 1763 | 0% | 0.05 | 88.15 | OLD RATE
PLB-HDPE-110 | Material | GRN-QUA-MEP-001381 | Tees 0.03 per Rft (ASSUMPTION) | Nos | 0.03 | 2435 | 0% | 0.03 | 73.05 | OLD RATE
PLB-HDPE-110 | Material | MAT-CLMP | Clamps @4 ft | Nos | 0.25 | 123.1 | 0% | 0.25 | 30.775 | OLD RATE
PLB-HDPE-110 | Labour | LAB-PLB | Plumber – PR-PPR-400 crew (110 mm proxy) | day | 0.058824 | 2600 | 0% | 0.058824 | 152.9412
PLB-HDPE-110 | Labour | LAB-HLP | Helper – PR-PPR-400 crew | day | 0.058824 | 1538 | 0% | 0.058824 | 90.4706
|  |  | Material – net (excl. wastage) | [5 empty] | 555.975
|  |  | Material – wastage | [5 empty] | 18.2
|  |  | Material total | [5 empty] | 574.175
|  |  | Labour total | [5 empty] | 243.4118
|  |  | Equipment total | [5 empty] | 0
|  |  | Transport / handling total | [5 empty] | 0
|  |  | DIRECT COST | [5 empty] | 817.5868
|  |  | Site overheads @ OH_Site | [5 empty] | 24.5276
|  |  | Head-office overheads @ OH_HO | [5 empty] | 40.8793
|  |  | Profit @ Profit | [5 empty] | 81.7587
|  |  | Rate excl. tax | [5 empty] | 964.7524
|  |  | Sales tax (only if Tax_On = Yes) | [5 empty] | 0
|  |  | FINAL RATE per Rft (rounded) | [5 empty] | 965
|  |  | Blank / old (red) inputs in this analysis | [5 empty] | 4
FF-LV-001 | Supplying and installing 2½" flanged landing valve with blank cap, connected and tested, complete in all respects. | [7 empty] | Unit: Nos
Item Code | Component | Resource Code | Description | Unit | Consumption / unit | Base Rate PKR | Wastage % | Adjusted Qty | Amount PKR | Input flag
FF-LV-001 | Material | GRN-QUA-MEP-000939 | Landing valve 2½" flanged | Nos | 1 | 44179 | 0% | 1 | 44179 | OLD RATE
FF-LV-001 | Labour | LAB-PFT | Pipe fitter 0.5 day (as FF-HR-001, ASSUMPTION) | day | 0.5 | 2600 | 0% | 0.5 | 1300
FF-LV-001 | Labour | LAB-HLP | Helper 0.5 day | day | 0.5 | 1538 | 0% | 0.5 | 769
|  |  | Material – net (excl. wastage) | [5 empty] | 44179
|  |  | Material – wastage | [5 empty] | 0
|  |  | Material total | [5 empty] | 44179
|  |  | Labour total | [5 empty] | 2069
|  |  | Equipment total | [5 empty] | 0
|  |  | Transport / handling total | [5 empty] | 0
|  |  | DIRECT COST | [5 empty] | 46248
|  |  | Site overheads @ OH_Site | [5 empty] | 1387.44
|  |  | Head-office overheads @ OH_HO | [5 empty] | 2312.4
|  |  | Profit @ Profit | [5 empty] | 4624.8
|  |  | Rate excl. tax | [5 empty] | 54572.64
|  |  | Sales tax (only if Tax_On = Yes) | [5 empty] | 0
|  |  | FINAL RATE per Nos (rounded) | [5 empty] | 54573
|  |  | Blank / old (red) inputs in this analysis | [5 empty] | 1
MISC-SGN-001 | Supplying and fixing 3D acrylic-letter signage board, measured on board face area, complete in all respects. | [7 empty] | Unit: Sft
Item Code | Component | Resource Code | Description | Unit | Consumption / unit | Base Rate PKR | Wastage % | Adjusted Qty | Amount PKR | Input flag
MISC-SGN-001 | Material | GRN-QUA-ARC-000002 | Board 1 ÷ 67.5 Sft (supplied & fixed) | Nos | 0.014815 | 140063 | 0% | 0.014815 | 2075.0074 | OLD RATE
|  |  | Material – net (excl. wastage) | [5 empty] | 2075.0074
|  |  | Material – wastage | [5 empty] | 0
|  |  | Material total | [5 empty] | 2075.0074
|  |  | Labour total | [5 empty] | 0
|  |  | Equipment total | [5 empty] | 0
|  |  | Transport / handling total | [5 empty] | 0
|  |  | DIRECT COST | [5 empty] | 2075.0074
|  |  | Site overheads @ OH_Site | [5 empty] | 62.2502
|  |  | Head-office overheads @ OH_HO | [5 empty] | 103.7504
|  |  | Profit @ Profit | [5 empty] | 207.5007
|  |  | Rate excl. tax | [5 empty] | 2448.5087
|  |  | Sales tax (only if Tax_On = Yes) | [5 empty] | 0
|  |  | FINAL RATE per Sft (rounded) | [5 empty] | 2449
|  |  | Blank / old (red) inputs in this analysis | [5 empty] | 1
PRE-GEN-003 | Mobilization and demobilization of plant, equipment, staff and temporary facilities, complete in all respects. | [7 empty] | Unit: Job
Item Code | Component | Resource Code | Description | Unit | Consumption / unit | Base Rate PKR | Wastage % | Adjusted Qty | Amount PKR | Input flag
PRE-GEN-003 | Material | MAT-MOB | Supply & install – vendor quote (RFQ) | Job | 1 | 500000 | 0% | 1 | 500000
|  |  | Material – net (excl. wastage) | [5 empty] | 500000
|  |  | Material – wastage | [5 empty] | 0
|  |  | Material total | [5 empty] | 500000
|  |  | Labour total | [5 empty] | 0
|  |  | Equipment total | [5 empty] | 0
|  |  | Transport / handling total | [5 empty] | 0
|  |  | DIRECT COST | [5 empty] | 500000
|  |  | Site overheads @ OH_Site | [5 empty] | 15000
|  |  | Head-office overheads @ OH_HO | [5 empty] | 25000
|  |  | Profit @ Profit | [5 empty] | 50000
|  |  | Rate excl. tax | [5 empty] | 590000
|  |  | Sales tax (only if Tax_On = Yes) | [5 empty] | 0
|  |  | FINAL RATE per Job (rounded) | [5 empty] | 590000
|  |  | Blank / old (red) inputs in this analysis | [5 empty] | 0
PRE-GEN-004 | Providing, maintaining and removing site office, stores, labour welfare and security cabin, complete in all respects. | [7 empty] | Unit: Job
Item Code | Component | Resource Code | Description | Unit | Consumption / unit | Base Rate PKR | Wastage % | Adjusted Qty | Amount PKR | Input flag
PRE-GEN-004 | Material | MAT-SITEOFF | Supply & install – vendor quote (RFQ) | Job | 1 | 1500000 | 0% | 1 | 1500000
|  |  | Material – net (excl. wastage) | [5 empty] | 1500000
|  |  | Material – wastage | [5 empty] | 0
|  |  | Material total | [5 empty] | 1500000
|  |  | Labour total | [5 empty] | 0
|  |  | Equipment total | [5 empty] | 0
|  |  | Transport / handling total | [5 empty] | 0
|  |  | DIRECT COST | [5 empty] | 1500000
|  |  | Site overheads @ OH_Site | [5 empty] | 45000
|  |  | Head-office overheads @ OH_HO | [5 empty] | 75000
|  |  | Profit @ Profit | [5 empty] | 150000
|  |  | Rate excl. tax | [5 empty] | 1770000
|  |  | Sales tax (only if Tax_On = Yes) | [5 empty] | 0
|  |  | FINAL RATE per Job (rounded) | [5 empty] | 1770000
|  |  | Blank / old (red) inputs in this analysis | [5 empty] | 0
PRE-GEN-005 | Providing and running temporary water and electricity supply for construction, per month, complete in all respects. | [7 empty] | Unit: Month
Item Code | Component | Resource Code | Description | Unit | Consumption / unit | Base Rate PKR | Wastage % | Adjusted Qty | Amount PKR | Input flag
PRE-GEN-005 | Material | MAT-TEMPSVC | Supply & install – vendor quote (RFQ) | Month | 1 | 150000 | 0% | 1 | 150000
|  |  | Material – net (excl. wastage) | [5 empty] | 150000
|  |  | Material – wastage | [5 empty] | 0
|  |  | Material total | [5 empty] | 150000
|  |  | Labour total | [5 empty] | 0
|  |  | Equipment total | [5 empty] | 0
|  |  | Transport / handling total | [5 empty] | 0
|  |  | DIRECT COST | [5 empty] | 150000
|  |  | Site overheads @ OH_Site | [5 empty] | 4500
|  |  | Head-office overheads @ OH_HO | [5 empty] | 7500
|  |  | Profit @ Profit | [5 empty] | 15000
|  |  | Rate excl. tax | [5 empty] | 177000
|  |  | Sales tax (only if Tax_On = Yes) | [5 empty] | 0
|  |  | FINAL RATE per Month (rounded) | [5 empty] | 177000
|  |  | Blank / old (red) inputs in this analysis | [5 empty] | 0
PRE-GEN-006 | Sampling, curing and testing concrete cylinders / cubes (set of 3) at an approved laboratory, complete in all respects. | [7 empty] | Unit: Nos
Item Code | Component | Resource Code | Description | Unit | Consumption / unit | Base Rate PKR | Wastage % | Adjusted Qty | Amount PKR | Input flag
PRE-GEN-006 | Material | MAT-CUBE | Supply & install – vendor quote (RFQ) | Nos | 1 | 4500 | 0% | 1 | 4500
|  |  | Material – net (excl. wastage) | [5 empty] | 4500
|  |  | Material – wastage | [5 empty] | 0
|  |  | Material total | [5 empty] | 4500
|  |  | Labour total | [5 empty] | 0
|  |  | Equipment total | [5 empty] | 0
|  |  | Transport / handling total | [5 empty] | 0
|  |  | DIRECT COST | [5 empty] | 4500
|  |  | Site overheads @ OH_Site | [5 empty] | 135
|  |  | Head-office overheads @ OH_HO | [5 empty] | 225
|  |  | Profit @ Profit | [5 empty] | 450
|  |  | Rate excl. tax | [5 empty] | 5310
|  |  | Sales tax (only if Tax_On = Yes) | [5 empty] | 0
|  |  | FINAL RATE per Nos (rounded) | [5 empty] | 5310
|  |  | Blank / old (red) inputs in this analysis | [5 empty] | 0
PRE-GEN-007 | Final builder's cleaning of floors, walls, glazing and fixtures before handover, complete in all respects. | [7 empty] | Unit: Sft
Item Code | Component | Resource Code | Description | Unit | Consumption / unit | Base Rate PKR | Wastage % | Adjusted Qty | Amount PKR | Input flag
PRE-GEN-007 | Material | MAT-CLEAN | Supply & install – vendor quote (RFQ) | Sft | 1 | 6 | 0% | 1 | 6
|  |  | Material – net (excl. wastage) | [5 empty] | 6
|  |  | Material – wastage | [5 empty] | 0
|  |  | Material total | [5 empty] | 6
|  |  | Labour total | [5 empty] | 0
|  |  | Equipment total | [5 empty] | 0
|  |  | Transport / handling total | [5 empty] | 0
|  |  | DIRECT COST | [5 empty] | 6
|  |  | Site overheads @ OH_Site | [5 empty] | 0.18
|  |  | Head-office overheads @ OH_HO | [5 empty] | 0.3
|  |  | Profit @ Profit | [5 empty] | 0.6
|  |  | Rate excl. tax | [5 empty] | 7.08
|  |  | Sales tax (only if Tax_On = Yes) | [5 empty] | 0
|  |  | FINAL RATE per Sft (rounded) | [5 empty] | 7
|  |  | Blank / old (red) inputs in this analysis | [5 empty] | 0
FIN-CLG-003 | Providing and fixing concealed-grid suspended ceiling of ½" fire-rated gypsum board on GI frame, taped and jointed, complete in all respects. | [7 empty] | Unit: Sft
Item Code | Component | Resource Code | Description | Unit | Consumption / unit | Base Rate PKR | Wastage % | Adjusted Qty | Amount PKR | Input flag
FIN-CLG-003 | Material | MAT-GYP-SYSFR | Supply & install – vendor quote (RFQ) | Sft | 1 | 224.91 | 0% | 1 | 224.91
FIN-CLG-003 | Labour | LAB-CLG | Installer – PR-CLG crew | day | 0.013333 | 2200 | 0% | 0.013333 | 29.3333
FIN-CLG-003 | Labour | LAB-HLP | Helper – PR-CLG crew | day | 0.0066667 | 1538 | 0% | 0.0066667 | 10.2533
|  |  | Material – net (excl. wastage) | [5 empty] | 224.91
|  |  | Material – wastage | [5 empty] | 0
|  |  | Material total | [5 empty] | 224.91
|  |  | Labour total | [5 empty] | 39.5867
|  |  | Equipment total | [5 empty] | 0
|  |  | Transport / handling total | [5 empty] | 0
|  |  | DIRECT COST | [5 empty] | 264.4967
|  |  | Site overheads @ OH_Site | [5 empty] | 7.9349
|  |  | Head-office overheads @ OH_HO | [5 empty] | 13.2248
|  |  | Profit @ Profit | [5 empty] | 26.4497
|  |  | Rate excl. tax | [5 empty] | 312.1061
|  |  | Sales tax (only if Tax_On = Yes) | [5 empty] | 0
|  |  | FINAL RATE per Sft (rounded) | [5 empty] | 312
|  |  | Blank / old (red) inputs in this analysis | [5 empty] | 0
FIN-CLG-004 | Providing and fixing aluminium clip-in / lay-in metal ceiling tiles 2'×2' on suspended grid, complete in all respects. | [7 empty] | Unit: Sft
Item Code | Component | Resource Code | Description | Unit | Consumption / unit | Base Rate PKR | Wastage % | Adjusted Qty | Amount PKR | Input flag
FIN-CLG-004 | Material | MAT-MCLG | Supply & install – vendor quote (RFQ) | Sft | 1 | 450 | 0% | 1 | 450
|  |  | Material – net (excl. wastage) | [5 empty] | 450
|  |  | Material – wastage | [5 empty] | 0
|  |  | Material total | [5 empty] | 450
|  |  | Labour total | [5 empty] | 0
|  |  | Equipment total | [5 empty] | 0
|  |  | Transport / handling total | [5 empty] | 0
|  |  | DIRECT COST | [5 empty] | 450
|  |  | Site overheads @ OH_Site | [5 empty] | 13.5
|  |  | Head-office overheads @ OH_HO | [5 empty] | 22.5
|  |  | Profit @ Profit | [5 empty] | 45
|  |  | Rate excl. tax | [5 empty] | 531
|  |  | Sales tax (only if Tax_On = Yes) | [5 empty] | 0
|  |  | FINAL RATE per Sft (rounded) | [5 empty] | 531
|  |  | Blank / old (red) inputs in this analysis | [5 empty] | 0
FIN-CLG-005 | Providing and fixing 2'×2' access panel in gypsum ceiling with frame and push-latch, complete in all respects. | [7 empty] | Unit: Nos
Item Code | Component | Resource Code | Description | Unit | Consumption / unit | Base Rate PKR | Wastage % | Adjusted Qty | Amount PKR | Input flag
FIN-CLG-005 | Material | MAT-ACCP | Supply & install – vendor quote (RFQ) | Nos | 1 | 6500 | 0% | 1 | 6500
|  |  | Material – net (excl. wastage) | [5 empty] | 6500
|  |  | Material – wastage | [5 empty] | 0
|  |  | Material total | [5 empty] | 6500
|  |  | Labour total | [5 empty] | 0
|  |  | Equipment total | [5 empty] | 0
|  |  | Transport / handling total | [5 empty] | 0
|  |  | DIRECT COST | [5 empty] | 6500
|  |  | Site overheads @ OH_Site | [5 empty] | 195
|  |  | Head-office overheads @ OH_HO | [5 empty] | 325
|  |  | Profit @ Profit | [5 empty] | 650
|  |  | Rate excl. tax | [5 empty] | 7670
|  |  | Sales tax (only if Tax_On = Yes) | [5 empty] | 0
|  |  | FINAL RATE per Nos (rounded) | [5 empty] | 7670
|  |  | Blank / old (red) inputs in this analysis | [5 empty] | 0
FIN-FLR-009 | Providing and laying carpet tiles on adhesive over levelled screed, complete in all respects. | [7 empty] | Unit: Sft
Item Code | Component | Resource Code | Description | Unit | Consumption / unit | Base Rate PKR | Wastage % | Adjusted Qty | Amount PKR | Input flag
FIN-FLR-009 | Material | MAT-CPT | Supply & install – vendor quote (RFQ) | Sft | 1 | 350 | 0% | 1 | 350
|  |  | Material – net (excl. wastage) | [5 empty] | 350
|  |  | Material – wastage | [5 empty] | 0
|  |  | Material total | [5 empty] | 350
|  |  | Labour total | [5 empty] | 0
|  |  | Equipment total | [5 empty] | 0
|  |  | Transport / handling total | [5 empty] | 0
|  |  | DIRECT COST | [5 empty] | 350
|  |  | Site overheads @ OH_Site | [5 empty] | 10.5
|  |  | Head-office overheads @ OH_HO | [5 empty] | 17.5
|  |  | Profit @ Profit | [5 empty] | 35
|  |  | Rate excl. tax | [5 empty] | 413
|  |  | Sales tax (only if Tax_On = Yes) | [5 empty] | 0
|  |  | FINAL RATE per Sft (rounded) | [5 empty] | 413
|  |  | Blank / old (red) inputs in this analysis | [5 empty] | 0
FIN-WAL-003 | Providing and fixing vinyl wallpaper on prepared plastered walls, complete in all respects. | [7 empty] | Unit: Sft
Item Code | Component | Resource Code | Description | Unit | Consumption / unit | Base Rate PKR | Wastage % | Adjusted Qty | Amount PKR | Input flag
FIN-WAL-003 | Material | MAT-WPP | Supply & install – vendor quote (RFQ) | Sft | 1 | 180 | 0% | 1 | 180
|  |  | Material – net (excl. wastage) | [5 empty] | 180
|  |  | Material – wastage | [5 empty] | 0
|  |  | Material total | [5 empty] | 180
|  |  | Labour total | [5 empty] | 0
|  |  | Equipment total | [5 empty] | 0
|  |  | Transport / handling total | [5 empty] | 0
|  |  | DIRECT COST | [5 empty] | 180
|  |  | Site overheads @ OH_Site | [5 empty] | 5.4
|  |  | Head-office overheads @ OH_HO | [5 empty] | 9
|  |  | Profit @ Profit | [5 empty] | 18
|  |  | Rate excl. tax | [5 empty] | 212.4
|  |  | Sales tax (only if Tax_On = Yes) | [5 empty] | 0
|  |  | FINAL RATE per Sft (rounded) | [5 empty] | 212
|  |  | Blank / old (red) inputs in this analysis | [5 empty] | 0
FIN-WAL-004 | Providing and fixing acoustic wall panels on framing, complete in all respects. | [7 empty] | Unit: Sft
Item Code | Component | Resource Code | Description | Unit | Consumption / unit | Base Rate PKR | Wastage % | Adjusted Qty | Amount PKR | Input flag
FIN-WAL-004 | Material | MAT-ACPNL | Supply & install – vendor quote (RFQ) | Sft | 1 | 900 | 0% | 1 | 900
|  |  | Material – net (excl. wastage) | [5 empty] | 900
|  |  | Material – wastage | [5 empty] | 0
|  |  | Material total | [5 empty] | 900
|  |  | Labour total | [5 empty] | 0
|  |  | Equipment total | [5 empty] | 0
|  |  | Transport / handling total | [5 empty] | 0
|  |  | DIRECT COST | [5 empty] | 900
|  |  | Site overheads @ OH_Site | [5 empty] | 27
|  |  | Head-office overheads @ OH_HO | [5 empty] | 45
|  |  | Profit @ Profit | [5 empty] | 90
|  |  | Rate excl. tax | [5 empty] | 1062
|  |  | Sales tax (only if Tax_On = Yes) | [5 empty] | 0
|  |  | FINAL RATE per Sft (rounded) | [5 empty] | 1062
|  |  | Blank / old (red) inputs in this analysis | [5 empty] | 0
FIN-DOR-003 | Supplying and installing 12 mm toughened glass door 3'×7' with patch fittings, floor spring and handle, complete in all respects. | [7 empty] | Unit: Nos
Item Code | Component | Resource Code | Description | Unit | Consumption / unit | Base Rate PKR | Wastage % | Adjusted Qty | Amount PKR | Input flag
FIN-DOR-003 | Material | MAT-GLDR | Supply & install – vendor quote (RFQ) | Nos | 1 | 120000 | 0% | 1 | 120000
|  |  | Material – net (excl. wastage) | [5 empty] | 120000
|  |  | Material – wastage | [5 empty] | 0
|  |  | Material total | [5 empty] | 120000
|  |  | Labour total | [5 empty] | 0
|  |  | Equipment total | [5 empty] | 0
|  |  | Transport / handling total | [5 empty] | 0
|  |  | DIRECT COST | [5 empty] | 120000
|  |  | Site overheads @ OH_Site | [5 empty] | 3600
|  |  | Head-office overheads @ OH_HO | [5 empty] | 6000
|  |  | Profit @ Profit | [5 empty] | 12000
|  |  | Rate excl. tax | [5 empty] | 141600
|  |  | Sales tax (only if Tax_On = Yes) | [5 empty] | 0
|  |  | FINAL RATE per Nos (rounded) | [5 empty] | 141600
|  |  | Blank / old (red) inputs in this analysis | [5 empty] | 0
FAC-GRC-001 | Supplying and fixing GRC façade panels with stainless fixings, complete in all respects. | [7 empty] | Unit: Sft
Item Code | Component | Resource Code | Description | Unit | Consumption / unit | Base Rate PKR | Wastage % | Adjusted Qty | Amount PKR | Input flag
FAC-GRC-001 | Material | MAT-GRC | Supply & install – vendor quote (RFQ) | Sft | 1 | 1200 | 0% | 1 | 1200
|  |  | Material – net (excl. wastage) | [5 empty] | 1200
|  |  | Material – wastage | [5 empty] | 0
|  |  | Material total | [5 empty] | 1200
|  |  | Labour total | [5 empty] | 0
|  |  | Equipment total | [5 empty] | 0
|  |  | Transport / handling total | [5 empty] | 0
|  |  | DIRECT COST | [5 empty] | 1200
|  |  | Site overheads @ OH_Site | [5 empty] | 36
|  |  | Head-office overheads @ OH_HO | [5 empty] | 60
|  |  | Profit @ Profit | [5 empty] | 120
|  |  | Rate excl. tax | [5 empty] | 1416
|  |  | Sales tax (only if Tax_On = Yes) | [5 empty] | 0
|  |  | FINAL RATE per Sft (rounded) | [5 empty] | 1416
|  |  | Blank / old (red) inputs in this analysis | [5 empty] | 0
FAC-EIFS-001 | Providing and applying EIFS insulated render system on external walls, complete in all respects. | [7 empty] | Unit: Sft
Item Code | Component | Resource Code | Description | Unit | Consumption / unit | Base Rate PKR | Wastage % | Adjusted Qty | Amount PKR | Input flag
FAC-EIFS-001 | Material | MAT-EIFS | Supply & install – vendor quote (RFQ) | Sft | 1 | 650 | 0% | 1 | 650
|  |  | Material – net (excl. wastage) | [5 empty] | 650
|  |  | Material – wastage | [5 empty] | 0
|  |  | Material total | [5 empty] | 650
|  |  | Labour total | [5 empty] | 0
|  |  | Equipment total | [5 empty] | 0
|  |  | Transport / handling total | [5 empty] | 0
|  |  | DIRECT COST | [5 empty] | 650
|  |  | Site overheads @ OH_Site | [5 empty] | 19.5
|  |  | Head-office overheads @ OH_HO | [5 empty] | 32.5
|  |  | Profit @ Profit | [5 empty] | 65
|  |  | Rate excl. tax | [5 empty] | 767
|  |  | Sales tax (only if Tax_On = Yes) | [5 empty] | 0
|  |  | FINAL RATE per Sft (rounded) | [5 empty] | 767
|  |  | Blank / old (red) inputs in this analysis | [5 empty] | 0
FAC-CNP-001 | Supplying and installing steel-framed glass entrance canopy, measured on plan area, complete in all respects. | [7 empty] | Unit: Sft
Item Code | Component | Resource Code | Description | Unit | Consumption / unit | Base Rate PKR | Wastage % | Adjusted Qty | Amount PKR | Input flag
FAC-CNP-001 | Material | MAT-CNPY | Supply & install – vendor quote (RFQ) | Sft | 1 | 3500 | 0% | 1 | 3500
|  |  | Material – net (excl. wastage) | [5 empty] | 3500
|  |  | Material – wastage | [5 empty] | 0
|  |  | Material total | [5 empty] | 3500
|  |  | Labour total | [5 empty] | 0
|  |  | Equipment total | [5 empty] | 0
|  |  | Transport / handling total | [5 empty] | 0
|  |  | DIRECT COST | [5 empty] | 3500
|  |  | Site overheads @ OH_Site | [5 empty] | 105
|  |  | Head-office overheads @ OH_HO | [5 empty] | 175
|  |  | Profit @ Profit | [5 empty] | 350
|  |  | Rate excl. tax | [5 empty] | 4130
|  |  | Sales tax (only if Tax_On = Yes) | [5 empty] | 0
|  |  | FINAL RATE per Sft (rounded) | [5 empty] | 4130
|  |  | Blank / old (red) inputs in this analysis | [5 empty] | 0
FAC-SKY-001 | Supplying and installing skylight glazing on aluminium frame with flashings, complete in all respects. | [7 empty] | Unit: Sft
Item Code | Component | Resource Code | Description | Unit | Consumption / unit | Base Rate PKR | Wastage % | Adjusted Qty | Amount PKR | Input flag
FAC-SKY-001 | Material | MAT-SKYL | Supply & install – vendor quote (RFQ) | Sft | 1 | 2500 | 0% | 1 | 2500
|  |  | Material – net (excl. wastage) | [5 empty] | 2500
|  |  | Material – wastage | [5 empty] | 0
|  |  | Material total | [5 empty] | 2500
|  |  | Labour total | [5 empty] | 0
|  |  | Equipment total | [5 empty] | 0
|  |  | Transport / handling total | [5 empty] | 0
|  |  | DIRECT COST | [5 empty] | 2500
|  |  | Site overheads @ OH_Site | [5 empty] | 75
|  |  | Head-office overheads @ OH_HO | [5 empty] | 125
|  |  | Profit @ Profit | [5 empty] | 250
|  |  | Rate excl. tax | [5 empty] | 2950
|  |  | Sales tax (only if Tax_On = Yes) | [5 empty] | 0
|  |  | FINAL RATE per Sft (rounded) | [5 empty] | 2950
|  |  | Blank / old (red) inputs in this analysis | [5 empty] | 0
PLB-URN-001 | Supplying and fixing wall-hung urinal with flush valve, trap and connections, complete in all respects. | [7 empty] | Unit: Nos
Item Code | Component | Resource Code | Description | Unit | Consumption / unit | Base Rate PKR | Wastage % | Adjusted Qty | Amount PKR | Input flag
PLB-URN-001 | Material | MAT-URN | Supply & install – vendor quote (RFQ) | Nos | 1 | 25000 | 0% | 1 | 25000
PLB-URN-001 | Labour | LAB-PLB | Plumber – PR-WB crew (proxy) | day | 1.1111 | 2600 | 0% | 1.1111 | 2888.8889
PLB-URN-001 | Labour | LAB-HLP | Helper – PR-WB crew | day | 1.1111 | 1538 | 0% | 1.1111 | 1708.8889
|  |  | Material – net (excl. wastage) | [5 empty] | 25000
|  |  | Material – wastage | [5 empty] | 0
|  |  | Material total | [5 empty] | 25000
|  |  | Labour total | [5 empty] | 4597.7778
|  |  | Equipment total | [5 empty] | 0
|  |  | Transport / handling total | [5 empty] | 0
|  |  | DIRECT COST | [5 empty] | 29597.7778
|  |  | Site overheads @ OH_Site | [5 empty] | 887.9333
|  |  | Head-office overheads @ OH_HO | [5 empty] | 1479.8889
|  |  | Profit @ Profit | [5 empty] | 2959.7778
|  |  | Rate excl. tax | [5 empty] | 34925.3778
|  |  | Sales tax (only if Tax_On = Yes) | [5 empty] | 0
|  |  | FINAL RATE per Nos (rounded) | [5 empty] | 34925
|  |  | Blank / old (red) inputs in this analysis | [5 empty] | 0
PLB-CPVC-100 | Providing and fixing CPVC SDR-11 pipe ¾" with solvent-welded fittings and clamps, tested, complete in all respects. | [7 empty] | Unit: Rft
Item Code | Component | Resource Code | Description | Unit | Consumption / unit | Base Rate PKR | Wastage % | Adjusted Qty | Amount PKR | Input flag
PLB-CPVC-100 | Material | MAT-CPVC-100 | Supply & install – vendor quote (RFQ) | Rft | 1 | 180 | 0% | 1 | 180
PLB-CPVC-100 | Labour | LAB-PLB | Plumber – PR-PPR-S crew (proxy) | day | 0.022222 | 2600 | 0% | 0.022222 | 57.7778
PLB-CPVC-100 | Labour | LAB-HLP | Helper – PR-PPR-S crew | day | 0.022222 | 1538 | 0% | 0.022222 | 34.1778
|  |  | Material – net (excl. wastage) | [5 empty] | 180
|  |  | Material – wastage | [5 empty] | 0
|  |  | Material total | [5 empty] | 180
|  |  | Labour total | [5 empty] | 91.9556
|  |  | Equipment total | [5 empty] | 0
|  |  | Transport / handling total | [5 empty] | 0
|  |  | DIRECT COST | [5 empty] | 271.9556
|  |  | Site overheads @ OH_Site | [5 empty] | 8.1587
|  |  | Head-office overheads @ OH_HO | [5 empty] | 13.5978
|  |  | Profit @ Profit | [5 empty] | 27.1956
|  |  | Rate excl. tax | [5 empty] | 320.9076
|  |  | Sales tax (only if Tax_On = Yes) | [5 empty] | 0
|  |  | FINAL RATE per Rft (rounded) | [5 empty] | 321
|  |  | Blank / old (red) inputs in this analysis | [5 empty] | 0
ELV-ACS-001 | Supplying, installing and commissioning access control on one door (reader, maglock, exit button, controller share, cabling), complete in all respects. | [7 empty] | Unit: Nos
Item Code | Component | Resource Code | Description | Unit | Consumption / unit | Base Rate PKR | Wastage % | Adjusted Qty | Amount PKR | Input flag
ELV-ACS-001 | Material | MAT-ACS | Supply & install – vendor quote (RFQ) | Nos | 1 | 85000 | 0% | 1 | 85000
|  |  | Material – net (excl. wastage) | [5 empty] | 85000
|  |  | Material – wastage | [5 empty] | 0
|  |  | Material total | [5 empty] | 85000
|  |  | Labour total | [5 empty] | 0
|  |  | Equipment total | [5 empty] | 0
|  |  | Transport / handling total | [5 empty] | 0
|  |  | DIRECT COST | [5 empty] | 85000
|  |  | Site overheads @ OH_Site | [5 empty] | 2550
|  |  | Head-office overheads @ OH_HO | [5 empty] | 4250
|  |  | Profit @ Profit | [5 empty] | 8500
|  |  | Rate excl. tax | [5 empty] | 100300
|  |  | Sales tax (only if Tax_On = Yes) | [5 empty] | 0
|  |  | FINAL RATE per Nos (rounded) | [5 empty] | 100300
|  |  | Blank / old (red) inputs in this analysis | [5 empty] | 0
LS-FST-001 | Providing and applying fire-stop sealant / smoke seal at slab edges and service penetrations, complete in all respects. | [7 empty] | Unit: Rft
Item Code | Component | Resource Code | Description | Unit | Consumption / unit | Base Rate PKR | Wastage % | Adjusted Qty | Amount PKR | Input flag
LS-FST-001 | Material | MAT-FSTOP | Supply & install – vendor quote (RFQ) | Rft | 1 | 350 | 0% | 1 | 350
|  |  | Material – net (excl. wastage) | [5 empty] | 350
|  |  | Material – wastage | [5 empty] | 0
|  |  | Material total | [5 empty] | 350
|  |  | Labour total | [5 empty] | 0
|  |  | Equipment total | [5 empty] | 0
|  |  | Transport / handling total | [5 empty] | 0
|  |  | DIRECT COST | [5 empty] | 350
|  |  | Site overheads @ OH_Site | [5 empty] | 10.5
|  |  | Head-office overheads @ OH_HO | [5 empty] | 17.5
|  |  | Profit @ Profit | [5 empty] | 35
|  |  | Rate excl. tax | [5 empty] | 413
|  |  | Sales tax (only if Tax_On = Yes) | [5 empty] | 0
|  |  | FINAL RATE per Rft (rounded) | [5 empty] | 413
|  |  | Blank / old (red) inputs in this analysis | [5 empty] | 0
LFT-002 | Supplying, installing, testing and commissioning escalator per specification, complete in all respects. | [7 empty] | Unit: Nos
Item Code | Component | Resource Code | Description | Unit | Consumption / unit | Base Rate PKR | Wastage % | Adjusted Qty | Amount PKR | Input flag
LFT-002 | Material | MAT-ESC | Supply & install – vendor quote (RFQ) | Nos | 1 | 22000000 | 0% | 1 | 22000000
|  |  | Material – net (excl. wastage) | [5 empty] | 22000000
|  |  | Material – wastage | [5 empty] | 0
|  |  | Material total | [5 empty] | 22000000
|  |  | Labour total | [5 empty] | 0
|  |  | Equipment total | [5 empty] | 0
|  |  | Transport / handling total | [5 empty] | 0
|  |  | DIRECT COST | [5 empty] | 22000000
|  |  | Site overheads @ OH_Site | [5 empty] | 660000
|  |  | Head-office overheads @ OH_HO | [5 empty] | 1100000
|  |  | Profit @ Profit | [5 empty] | 2200000
|  |  | Rate excl. tax | [5 empty] | 25960000
|  |  | Sales tax (only if Tax_On = Yes) | [5 empty] | 0
|  |  | FINAL RATE per Nos (rounded) | [5 empty] | 25960000
|  |  | Blank / old (red) inputs in this analysis | [5 empty] | 0
EXT-IRR-001 | Providing and installing drip / sprinkler irrigation system for landscaped areas, complete in all respects. | [7 empty] | Unit: Sft
Item Code | Component | Resource Code | Description | Unit | Consumption / unit | Base Rate PKR | Wastage % | Adjusted Qty | Amount PKR | Input flag
EXT-IRR-001 | Material | MAT-IRR | Supply & install – vendor quote (RFQ) | Sft | 1 | 80 | 0% | 1 | 80
|  |  | Material – net (excl. wastage) | [5 empty] | 80
|  |  | Material – wastage | [5 empty] | 0
|  |  | Material total | [5 empty] | 80
|  |  | Labour total | [5 empty] | 0
|  |  | Equipment total | [5 empty] | 0
|  |  | Transport / handling total | [5 empty] | 0
|  |  | DIRECT COST | [5 empty] | 80
|  |  | Site overheads @ OH_Site | [5 empty] | 2.4
|  |  | Head-office overheads @ OH_HO | [5 empty] | 4
|  |  | Profit @ Profit | [5 empty] | 8
|  |  | Rate excl. tax | [5 empty] | 94.4
|  |  | Sales tax (only if Tax_On = Yes) | [5 empty] | 0
|  |  | FINAL RATE per Sft (rounded) | [5 empty] | 94
|  |  | Blank / old (red) inputs in this analysis | [5 empty] | 0
MEP-HVAC-004 | Supplying and installing VRF air-conditioning system (outdoor and indoor units, refrigerant piping, controls), per TR, complete in all respects. | [7 empty] | Unit: TR
Item Code | Component | Resource Code | Description | Unit | Consumption / unit | Base Rate PKR | Wastage % | Adjusted Qty | Amount PKR | Input flag
MEP-HVAC-004 | Material | MAT-VRF | Supply & install – vendor quote (RFQ) | TR | 1 | 300000 | 0% | 1 | 300000
|  |  | Material – net (excl. wastage) | [5 empty] | 300000
|  |  | Material – wastage | [5 empty] | 0
|  |  | Material total | [5 empty] | 300000
|  |  | Labour total | [5 empty] | 0
|  |  | Equipment total | [5 empty] | 0
|  |  | Transport / handling total | [5 empty] | 0
|  |  | DIRECT COST | [5 empty] | 300000
|  |  | Site overheads @ OH_Site | [5 empty] | 9000
|  |  | Head-office overheads @ OH_HO | [5 empty] | 15000
|  |  | Profit @ Profit | [5 empty] | 30000
|  |  | Rate excl. tax | [5 empty] | 354000
|  |  | Sales tax (only if Tax_On = Yes) | [5 empty] | 0
|  |  | FINAL RATE per TR (rounded) | [5 empty] | 354000
|  |  | Blank / old (red) inputs in this analysis | [5 empty] | 0
ELE-MDB-001 | Supplying and installing main distribution board with incomer, outgoing breakers, metering and busbars per SLD, complete in all respects. | [7 empty] | Unit: Nos
Item Code | Component | Resource Code | Description | Unit | Consumption / unit | Base Rate PKR | Wastage % | Adjusted Qty | Amount PKR | Input flag
ELE-MDB-001 | Material | MAT-MDB | Supply & install – vendor quote (RFQ) | Nos | 1 | 2000000 | 0% | 1 | 2000000
|  |  | Material – net (excl. wastage) | [5 empty] | 2000000
|  |  | Material – wastage | [5 empty] | 0
|  |  | Material total | [5 empty] | 2000000
|  |  | Labour total | [5 empty] | 0
|  |  | Equipment total | [5 empty] | 0
|  |  | Transport / handling total | [5 empty] | 0
|  |  | DIRECT COST | [5 empty] | 2000000
|  |  | Site overheads @ OH_Site | [5 empty] | 60000
|  |  | Head-office overheads @ OH_HO | [5 empty] | 100000
|  |  | Profit @ Profit | [5 empty] | 200000
|  |  | Rate excl. tax | [5 empty] | 2360000
|  |  | Sales tax (only if Tax_On = Yes) | [5 empty] | 0
|  |  | FINAL RATE per Nos (rounded) | [5 empty] | 2360000
|  |  | Blank / old (red) inputs in this analysis | [5 empty] | 0

## 05 MATERIAL RATE LIBRARY
05 · MATERIAL RATE LIBRARY (city-driven)
Base Rate (E) = rate for the City selected in 10 ASSUMPTIONS, pulled from 08. Lahore Rate (N) is the Lahore input (red items link to 16 RFQ).
Material Code | Description | Specification | Unit | Base Rate PKR (selected city) | Low (Lahore) | High (Lahore) | Location | Rate Date | Rate Status | Source ID | Basis / Note | Has Rate (1 ok / 0 blank / 2 old) | Lahore Rate PKR (input) | Scope
MAT-CEM-OPC | Cement OPC | OPC Grade 53, 50 kg bag, any approved brand (DG/Lucky/Maple Leaf/Fauji/Bestway) | bag | 1575 | 1350 | 1650 | Lahore | 2026-09-05 | Market indication | SRC-39 | Rev07: 1,415 (Phoenix GRN RCP-266, 06-May-2026, >4 months) -> 1,575 Lahore market 05-Sep-2026 (band 1,520–1,605; web 04-Sep-2026 1,500–1,610). Same as dashboard CEM. | 1 | 1575 | National list
MAT-SND-LWP | Sand – Lawrencepur | Coarse sand, FM ~2.4–2.6, delivered Lahore | cft | 240 | 180 | 305 | Lahore | 2026-09-04 | Market indication | SRC-40 | Rev07: 190 (SRC-03 national north band, Jul-2026) -> 240 Lahore market rate supplied by Sajjad 04-Sep-2026. Same as dashboard SAND-LP. | 1 | 240 | City-specific
MAT-SND-CHN | Sand – Chenab | A-grade, delivered Lahore | cft | 80 | 60 | 100 | Lahore | 2026-09-07 | GRN verified | SRC-30 | Phoenix GRN RCP-316, 07-Sep-2026 – Mushtaq & Sons. | 1 | 80 | City-specific
MAT-SND-ZDP | Sand – Zinda Pir | As per mix design Image 5 (1:3:6) | cft | 70 |  |  | Lahore | 2026-09-27 | ASSUMED | SRC-49 | ASSUMPTION — no dated source (2026-09-27, assumed on request): between Ravi 52 (Phoenix GRN RCP-310, 27-Aug-2026) and Chenab 80 (RCP-316, 07-Sep-2026). Replace with a quotation in 16 RFQ col H. | 1 | 70 | City-specific
MAT-CRS-MGL | Crush – Margalla (all fractions) | Crushed stone, fraction as per mix (3/4", 1/2", 3/8", 1/4") | cft | 180 | 130 | 170 | Lahore | 2026-07-01 | Market indication | SRC-41 | Rev07: 145 -> 180. Rev06 midpoint was below the 04-Sep-2026 Sargodha quote (185) although Margalla hauls further; 180 = dashboard CRSH-MG (web, Jul-2026). Get a delivered quote. | 1 | 180 | City-specific
MAT-CRS-SGD | Crush – Sargodha (all fractions) | Crushed stone 3/4"–1/2" & 1/2"–3/16" | cft | 185 | 120 | 135 | Lahore | 2026-09-04 | Market indication | SRC-40 | Rev07: 190 (Quadrangle GRN RCP-2607, Jul-2025, >12 months) -> 185 Lahore market 04-Sep-2026. Same as dashboard CRSH-SG. | 1 | 185 | City-specific
MAT-ADM-SP | Admixture – superplasticizer | Sikament 512 PK / Sika 520 BA / Imperial 540M or equivalent (ASTM C494 Type G/F) | kg | 185 |  |  | Lahore | 2024-07-24 | OLD SOURCE | SRC-30 | Quadrangle GRN RCP-1847, 24-Jul-2024 – FosPak SP 568 @ Rs185/kg. >24 months old – escalate / re-quote. | 2 | 185 | City-specific
MAT-WTR | Water for mixing & curing | Clean potable water | litre | 0.686 |  |  | Lahore | 2026-07-01 | ASSUMED | SRC-38 | PROXY: Karachi KWSC commercial tanker Rs3,120 per 1,000 gal (4,546 L). No Lahore tariff found; nil if site bore water. | 1 | 0.686 | City-specific
MAT-STL-G60 | Steel reinforcement Grade 60 | Deformed bars ASTM A615 Gr.60, any approved mill | kg | 242 | 254 | 285 | Lahore | 2026-08-30 | GRN verified | SRC-30 | Phoenix GRN RCP-312, 30-Aug-2026 – M/S Hamza Steel, G-60 #3–#8 @ Rs242,000/ton. | 1 | 242 | National list
MAT-BWIRE | Binding wire | GI / black annealed binding wire | kg | 345 |  |  | Lahore | 2026-08-19 | GRN verified | SRC-30 | Phoenix GRN RCP-308, 19-Aug-2026 – Ibrahim Nizami Steel Wire, 20 SWG. | 1 | 345 | City-specific
MAT-BRK-A | Brick – A class (Awwal) | Burnt clay 9"×4.5"×3" | Nos | 17.5 | 14 | 21.5 | Lahore | 2026-09-26 | Market indication | SRC-42 | Rev07: 18 -> 17.5 (Rs 16,000–19,000 per 1,000, Sep-2026). Same as dashboard BRK-1. | 1 | 17.5 | City-specific
MAT-BLK-8H | Concrete block 8" hollow | 16"x8"x8" hollow, 1200 PSI class | Nos | 210 | 120 | 175 | Lahore | 2026-09-07 | GRN verified | SRC-30 | Phoenix GRN RCP-317, 07-Sep-2026 – Azmat Sons, 8"x8"x16" hollow. | 1 | 210 | Hubs (LHR/KHI/ISB/RWP)
MAT-BLK-6H | Concrete block 6" hollow | 16"x6"x8" | Nos | 165 | 95 | 125 | Lahore | 2026-09-05 | Vendor quote | SRC-43 | Rev07: 110 (national ex-factory midpoint, Jun-2026) -> 165 Zarea Lahore quotation 05-Sep-2026. Same as dashboard BLK-H6. | 1 | 165 | Hubs (LHR/KHI/ISB/RWP)
MAT-BLK-4S | Concrete block 4" solid | 12"x4"x8" partition block | Nos | 140 | 55 | 65 | Lahore | 2026-09-05 | Vendor quote | SRC-43 | Rev07: 103 (Phoenix GRN RCP-213, Oct-2025, >11 months) -> 140 Zarea Lahore quotation 05-Sep-2026. Same as dashboard BLK-S4. | 1 | 140 | Hubs (LHR/KHI/ISB/RWP)
MAT-PLY-18 | Shuttering plywood 3/4" 8'x4' | 3/4" plywood sheet 32 Sft | sheet | 5500 | 4500 | 6500 | Lahore | 2026-09-27 | Market indication | SRC-10 | Midpoint of general plywood band; film-faced shuttering ply may differ – confirm. | 1 | 5500 | National list
MAT-TIM-CHR | Timber – Chir (battens, bearers, yokes) | Sawn chir wood | cft | 3680 |  |  | Lahore | 2026-06-10 | GRN verified | SRC-30 | Phoenix GRN RCP-277, 10-Jun-2026 – Taha International, wooden planks 1.5"x9"x10' @ Rs3,450 each ÷ 0.9375 cft = Rs3,680/cft (species not stated). | 1 | 3680 | City-specific
MAT-NAIL | Nails / tie wire for formwork | Assorted | kg | 715 |  |  | Lahore | 2026-05-21 | GRN verified | SRC-30 | Phoenix GRN RCP-273, 21-May-2026 – Taha International, MS nails 2". | 1 | 715 | City-specific
MAT-SHOIL | Shuttering / release oil | Mould release agent | litre | 400 |  |  | Lahore | 2026-09-27 | ASSUMED | SRC-49 | ASSUMPTION — no dated source (2026-09-27, assumed on request): same as the dashboard's MOULD assumption – set near diesel 392/Ltr (Phoenix GRN RCP-311, 28-Aug-2026). Replace with a quotation in 16 RFQ col H. | 1 | 400 | City-specific
MAT-MEM-APP | APP modified bitumen membrane 4-thick (torch-on) | Polyester reinforced, roll | Sft | 98 |  |  | Lahore | 2025-08-19 | GRN verified | SRC-30 | Quadrangle GRN RCP-2689, 19-Aug-2025 – Grace Chemicals, 4-thick membrane WITH primer coat, per Sft. | 1 | 98 | City-specific
MAT-BIT-PRM | Bitumen primer | Solvent/oil-based bituminous primer | litre | 87.5 |  |  | Lahore | 2021-12-23 | OLD SOURCE | SRC-30 | Quadrangle GRN RCP-192 – Roof Line. Not used: membrane GRN rate includes primer coat (FIN-WPF-001 primer set to nil). | 2 | 87.5 | City-specific
MAT-BIT-HOT | Bitumen 80/100 (hot applied) | Penetration grade bitumen | kg | 197.5 |  |  | Lahore | 2026-09-26 | Market indication | SRC-33 | Dashboard civil review: 60/70 bitumen Rs185,000–210,000/ton (web 26-Sep-2026). | 1 | 197.5 | City-specific
MAT-LPG | LPG for torching | Gas cylinder, per kg | kg | 258.65 |  |  | Lahore | 2026-09-01 | Govt notified | SRC-34 | OGRA LPG price September 2026. | 1 | 258.65 | City-specific
MAT-CWP | Cementitious waterproofing (2-component) | e.g. Sika/Ultra/Fosroc brushable slurry | Sft | 47 |  |  | Lahore | 2024-03-13 | OLD SOURCE | SRC-30 | Quadrangle GRN RCP-1567 – Fawchem, Sika Seal 105 cementitious coating per Sft. >24 months – re-quote. | 2 | 47 | City-specific
MAT-TIL-POR | Porcelain tile 24"x24" local A-grade | Local brand (Master/Stile/Time) – PC rate, depends on selected series | Sft | 209 | 90 | 350 | Lahore | 2026-09-27 | Market indication | SRC-14; SRC-13 | Converted from SRC-14; replace with selected product rate (PC). | 1 | 209 | National list
MAT-TIL-CER | Ceramic tile local (floor/wall) | Local brand – PC rate | Sft | 125 | 90 | 350 | Lahore | 2026-09-27 | Market indication | SRC-14; SRC-13 | Converted from SRC-14; replace with selected product rate (PC). | 1 | 125 | National list
MAT-TADH | Tile adhesive 20 kg bag | Cementitious C1 (Bestway / Stile Bond) | bag | 650 | 600 | 780 | Lahore | 2026-09-27 | Market indication | SRC-15 | Upper end of Bestway band; Stile Bond also Rs650. | 1 | 650 | National list
MAT-GRT | Tile grout (cementitious) | Sanded/unsanded, colour to match | kg | 300 |  |  | Lahore | 2025-05-14 | GRN verified | SRC-30 | Quadrangle GRN RCP-2505, 14-May-2025 – Hassan Enterprises, Rs300 per pack; pack taken as 1 kg (ASSUMPTION – confirm pack size). | 1 | 300 | City-specific
MAT-MBL-ZW | Marble Ziarat White 3/4" floor | Local, polished-in-situ | Sft | 337.5 | 320 | 360 | Lahore | 2026-09-10 | Market indication | SRC-37 | ICONS 10-Sep-2026: Ziarat White floor marble Rs330–345/Sft (midpoint). | 1 | 337.5 | City-specific
MAT-MBL-TV | Marble Tavera 3/4" floor | Local | Sft | 92.5 | 90 | 110 | Lahore | 2026-09-10 | Market indication | SRC-37 | ICONS 10-Sep-2026: Tavera floor marble Rs85–100/Sft (midpoint). | 1 | 92.5 | City-specific
MAT-GYP-12 | Gypsum board 1/2" standard 4'x8' | Tapered edge, 32 Sft/sheet | sheet | 3550 |  |  | Lahore | 2026-09-27 | ASSUMED | SRC-49 | ASSUMPTION — no dated source (2026-09-27, assumed on request): web B2B listing 27-Sep-2026 (tradekey.com, undated): Pakistan gypsum board 3,550–3,600 per sheet; low end. Replace with a quotation in 16 RFQ col H. | 1 | 3550 | City-specific
MAT-GYP-MR | Gypsum board 1/2" moisture-resistant 4'x8' | MR (green) board | sheet | 4600 |  |  | Lahore | 2026-09-27 | ASSUMED | SRC-49 | ASSUMPTION — no dated source (2026-09-27, assumed on request): standard board 3,550 + ≈30% moisture-resistant premium (Claude estimate for Lahore, Sep-2026). Replace with a quotation in 16 RFQ col H. | 1 | 4600 | City-specific
MAT-GI-MC | GI main channel | Primary carrying channel | Rft | 60 |  |  | Lahore | 2026-09-27 | ASSUMED | SRC-49 | ASSUMPTION — no dated source (2026-09-27, assumed on request): calibrated so board + frame + accessories ≈ the Punjab MRS 2026 Ch.9 item 49(ii) gypsum-ceiling system material (176.10/Sft). Replace with a quotation in 16 RFQ col H. | 1 | 60 | City-specific
MAT-GI-FC | GI furring channel | Secondary furring | Rft | 45 |  |  | Lahore | 2026-09-27 | ASSUMED | SRC-49 | ASSUMPTION — no dated source (2026-09-27, assumed on request): calibrated so board + frame + accessories ≈ the Punjab MRS 2026 Ch.9 item 49(ii) gypsum-ceiling system material (176.10/Sft). Replace with a quotation in 16 RFQ col H. | 1 | 45 | City-specific
MAT-GI-WA | GI wall angle | Perimeter angle | Rft | 35 |  |  | Lahore | 2026-09-27 | ASSUMED | SRC-49 | ASSUMPTION — no dated source (2026-09-27, assumed on request): calibrated so board + frame + accessories ≈ the Punjab MRS 2026 Ch.9 item 49(ii) gypsum-ceiling system material (176.10/Sft). Replace with a quotation in 16 RFQ col H. | 1 | 35 | City-specific
MAT-HGR | Hanger set (rod/wire, anchor, clip) | Soffit fixing | Nos | 217.76 |  |  | Lahore | 2025-08-06 | GRN verified | SRC-30 | As MAT-DHNG (rod + anchor); clip excluded. | 1 | 217.76 | City-specific
MAT-SCRW | Drywall screws | Self-tapping | Nos | 2.5 |  |  | Lahore | 2026-05-15 | GRN verified | SRC-30 | Phoenix GRN RCP-271 – Rehman Ali, self-tapping screw 1-1/2". | 1 | 2.5 | City-specific
MAT-JTAPE | Joint tape | Paper/mesh tape | Rft | 3 |  |  | Lahore | 2026-09-27 | ASSUMED | SRC-49 | ASSUMPTION — no dated source (2026-09-27, assumed on request): calibrated so board + frame + accessories ≈ the Punjab MRS 2026 Ch.9 item 49(ii) gypsum-ceiling system material (176.10/Sft). Replace with a quotation in 16 RFQ col H. | 1 | 3 | City-specific
MAT-JCMP | Jointing compound | Ready-mix / powder | kg | 120 |  |  | Lahore | 2026-09-27 | ASSUMED | SRC-49 | ASSUMPTION — no dated source (2026-09-27, assumed on request): calibrated so board + frame + accessories ≈ the Punjab MRS 2026 Ch.9 item 49(ii) gypsum-ceiling system material (176.10/Sft). Replace with a quotation in 16 RFQ col H. | 1 | 120 | City-specific
MAT-PNT-PE | Plastic emulsion (interior) | Master/Diamond/Brighto plastic emulsion, 1 gallon | gallon | 2850 | 2200 | 3500 | Lahore | 2026-09-27 | Market indication | SRC-21 | Midpoint of Master Paints band. | 1 | 2850 | National list
MAT-PNT-WS | Weather shield (exterior acrylic) | Premium exterior, 1 gallon | gallon | 5987.8 |  |  | Lahore | 2026-09-27 | Market indication | SRC-36 | Berger VIP Weathercoat Rs1,645 per 1 L (official Berger shop, Punjab region) × 3.64 L. Bulk 16 L packs are usually cheaper per litre. | 1 | 5987.8 | City-specific
MAT-PNT-PRM | Wall sealer / primer | Alkali-resistant primer, 1 gallon | gallon | 1011.11 |  |  | Lahore | 2025-07-23 | GRN verified | SRC-30 | Quadrangle GRN RCP-2630 – Berger, water-based primer 18 L bucket Rs5,000 → Rs277.78/L × 3.64 L gallon. | 1 | 1011.11 | City-specific
MAT-PUTTY | Wall putty / filler | Interior putty | kg | 93.33 |  |  | Lahore | 2025-08-18 | GRN verified | SRC-30 | Quadrangle GRN RCP-2681 – Berger wall putty 30 kg bucket Rs2,800. | 1 | 93.33 | City-specific
MAT-PPR-075 | PPR PN-20 pipe 1/2" | Popular PPR-100 PN-20 | Rft | 98.75 |  |  | Lahore | 2026-09-27 | Manufacturer list | SRC-23 | List price converted per Rft; incl. sales tax. | 1 | 98.75 | National list
MAT-PPR-075-EL | PPR el 1/2" | PPR elbow 90° 1/2" | Nos | 38 |  |  | Lahore | 2026-09-27 | ASSUMED | SRC-49 | ASSUMPTION — no dated source (2026-09-27, assumed on request): ≈70% of the ¾" elbow 54.50 (Popular PPR-100 list 08-Sep-2026). Replace with a quotation in 16 RFQ col H. | 1 | 38 | National list
MAT-PPR-075-SO | PPR so 1/2" | PPR socket 1/2" | Nos | 27 |  |  | Lahore | 2026-09-27 | ASSUMED | SRC-49 | ASSUMPTION — no dated source (2026-09-27, assumed on request): ≈70% of the ¾" socket 38.50 (Popular PPR-100 list 08-Sep-2026). Replace with a quotation in 16 RFQ col H. | 1 | 27 | National list
MAT-PPR-075-TE | PPR te 1/2" | PPR tee 1/2" | Nos | 50 |  |  | Lahore | 2026-09-27 | ASSUMED | SRC-49 | ASSUMPTION — no dated source (2026-09-27, assumed on request): ≈70% of the ¾" tee 71.50 (Popular PPR-100 list 08-Sep-2026). Replace with a quotation in 16 RFQ col H. | 1 | 50 | National list
MAT-PPR-100 | PPR PN-20 pipe 3/4" | Popular PPR-100 PN-20 | Rft | 145.38 |  |  | Lahore | 2026-09-27 | Manufacturer list | SRC-23 | List price converted per Rft; incl. sales tax. | 1 | 145.38 | National list
MAT-PPR-100-EL | PPR el 3/4" | PPR elbow 90° 3/4" | Nos | 54.5 |  |  | Lahore | 2026-09-27 | Manufacturer list | SRC-23 | Column mapping from PDF text – verify. | 1 | 54.5 | National list
MAT-PPR-100-SO | PPR so 3/4" | PPR socket 3/4" | Nos | 38.5 |  |  | Lahore | 2026-09-27 | Manufacturer list | SRC-23 | Column mapping from PDF text – verify. | 1 | 38.5 | National list
MAT-PPR-100-TE | PPR te 3/4" | PPR tee 3/4" | Nos | 71.5 |  |  | Lahore | 2026-09-27 | Manufacturer list | SRC-23 | Column mapping from PDF text – verify. | 1 | 71.5 | National list
MAT-PPR-125 | PPR PN-20 pipe 1" | Popular PPR-100 PN-20 | Rft | 242.61 |  |  | Lahore | 2026-09-27 | Manufacturer list | SRC-23 | List price converted per Rft; incl. sales tax. | 1 | 242.61 | National list
MAT-PPR-125-EL | PPR el 1" | PPR elbow 90° 1" | Nos | 93 |  |  | Lahore | 2026-09-27 | Manufacturer list | SRC-23 | Column mapping from PDF text – verify. | 1 | 93 | National list
MAT-PPR-125-SO | PPR so 1" | PPR socket 1" | Nos | 64.5 |  |  | Lahore | 2026-09-27 | Manufacturer list | SRC-23 | Column mapping from PDF text – verify. | 1 | 64.5 | National list
MAT-PPR-125-TE | PPR te 1" | PPR tee 1" | Nos | 139 |  |  | Lahore | 2026-09-27 | Manufacturer list | SRC-23 | Column mapping from PDF text – verify. | 1 | 139 | National list
MAT-PPR-150 | PPR PN-20 pipe 1-1/4" | Popular PPR-100 PN-20 | Rft | 366.96 |  |  | Lahore | 2026-09-27 | Manufacturer list | SRC-23 | List price converted per Rft; incl. sales tax. | 1 | 366.96 | National list
MAT-PPR-150-EL | PPR el 1-1/4" | PPR elbow 90° 1-1/4" | Nos | 160 |  |  | Lahore | 2026-09-27 | Manufacturer list | SRC-23 | Column mapping from PDF text – verify. | 1 | 160 | National list
MAT-PPR-150-SO | PPR so 1-1/4" | PPR socket 1-1/4" | Nos | 111 |  |  | Lahore | 2026-09-27 | Manufacturer list | SRC-23 | Column mapping from PDF text – verify. | 1 | 111 | National list
MAT-PPR-150-TE | PPR te 1-1/4" | PPR tee 1-1/4" | Nos | 203 |  |  | Lahore | 2026-09-27 | Manufacturer list | SRC-23 | Column mapping from PDF text – verify. | 1 | 203 | National list
MAT-PPR-175 | PPR PN-20 pipe 1-1/2" | Popular PPR-100 PN-20 | Rft | 583.05 |  |  | Lahore | 2026-09-27 | Manufacturer list | SRC-23 | List price converted per Rft; incl. sales tax. | 1 | 583.05 | National list
MAT-PPR-175-EL | PPR el 1-1/2" | PPR elbow 90° 1-1/2" | Nos | 361 |  |  | Lahore | 2026-09-27 | Manufacturer list | SRC-23 | Column mapping from PDF text – verify. | 1 | 361 | National list
MAT-PPR-175-SO | PPR so 1-1/2" | PPR socket 1-1/2" | Nos | 256 |  |  | Lahore | 2026-09-27 | Manufacturer list | SRC-23 | Column mapping from PDF text – verify. | 1 | 256 | National list
MAT-PPR-175-TE | PPR te 1-1/2" | PPR tee 1-1/2" | Nos | 512 |  |  | Lahore | 2026-09-27 | Manufacturer list | SRC-23 | Column mapping from PDF text – verify. | 1 | 512 | National list
MAT-PPR-200 | PPR PN-20 pipe 2" | Popular PPR-100 PN-20 | Rft | 957.63 |  |  | Lahore | 2026-09-27 | Manufacturer list | SRC-23 | List price converted per Rft; incl. sales tax. | 1 | 957.63 | National list
MAT-PPR-200-EL | PPR el 2" | PPR elbow 90° 2" | Nos | 695 |  |  | Lahore | 2026-09-27 | Manufacturer list | SRC-23 | Column mapping from PDF text – verify. | 1 | 695 | National list
MAT-PPR-200-SO | PPR so 2" | PPR socket 2" | Nos | 422 |  |  | Lahore | 2026-09-27 | Manufacturer list | SRC-23 | Column mapping from PDF text – verify. | 1 | 422 | National list
MAT-PPR-200-TE | PPR te 2" | PPR tee 2" | Nos | 825 |  |  | Lahore | 2026-09-27 | Manufacturer list | SRC-23 | Column mapping from PDF text – verify. | 1 | 825 | National list
MAT-SWV-200 | uPVC SWV pipe 2" | Popular DIN-8062 S-series | Rft | 160 |  |  | Lahore | 2026-09-27 | Manufacturer list | SRC-24 | Size mapping from scrambled PDF text – VERIFY. | 1 | 160 | National list
MAT-SWV-300 | uPVC SWV pipe 3" | Popular DIN-8062 S-series | Rft | 304 |  |  | Lahore | 2026-09-27 | Manufacturer list | SRC-24 | Size mapping from scrambled PDF text – VERIFY. | 1 | 304 | National list
MAT-SWV-400 | uPVC SWV pipe 4" | Popular DIN-8062 S-series | Rft | 497 |  |  | Lahore | 2026-09-27 | Manufacturer list | SRC-24 | Size mapping from scrambled PDF text – VERIFY. | 1 | 497 | National list
MAT-SWV-400-EL | uPVC elbow 90° 4" | BS EN 1329 | Nos | 655 |  |  | Lahore | 2026-09-27 | Manufacturer list | SRC-24 |  | 1 | 655 | National list
MAT-SWV-400-TE | uPVC tee 4" | BS EN 1329 | Nos | 910 |  |  | Lahore | 2026-09-27 | Manufacturer list | SRC-24 |  | 1 | 910 | National list
MAT-SWV-FIT | uPVC fittings 2"/3" (avg per fitting) | BS EN 1329 | Nos | 112.67 |  |  | Lahore | 2025-02-07 | GRN verified | SRC-30 | Average of GRN uPVC Class-B 2" elbow Rs88, socket Rs64, Y-tee Rs186 (Plasco, Feb-2025). | 1 | 112.67 | National list
MAT-SOLV | Solvent cement | uPVC solvent cement | kg | 1700 |  |  | Lahore | 2025-07-07 | GRN verified | SRC-30 | Quadrangle GRN RCP-2590 – solvent cement 500 ml Rs850; 500 ml taken ≈0.5 kg (ASSUMPTION on density). | 1 | 1700 | City-specific
MAT-CLMP | Pipe clamp / hanger | GI clamp with anchor | Nos | 123.1 |  |  | Lahore | 2024-04-24 | OLD SOURCE | SRC-30 | Quadrangle GRN RCP-1645 – Powermech, duo clamp 25 dia. 29 months – re-quote. | 2 | 123.1 | City-specific
MAT-CND-075 | uPVC conduit 3/4" | Popular PS-1905 grey, 10 ft length | Rft | 44 |  |  | Lahore | 2026-09-27 | Manufacturer list | SRC-25 |  | 1 | 44 | National list
MAT-CND-100 | uPVC conduit 1" | Popular PS-1905 grey | Rft | 60.4 |  |  | Lahore | 2026-09-27 | Manufacturer list | SRC-25 |  | 1 | 60.4 | National list
MAT-CND-075-SO | Conduit socket 3/4" |  | Nos | 10.8 |  |  | Lahore | 2026-09-27 | Manufacturer list | SRC-25 |  | 1 | 10.8 | National list
MAT-CND-075-BN | Conduit bend 3/4" |  | Nos | 35 |  |  | Lahore | 2026-09-27 | Manufacturer list | SRC-25 |  | 1 | 35 | National list
MAT-CND-100-SO | Conduit socket 1" |  | Nos | 20 |  |  | Lahore | 2026-09-27 | Manufacturer list | SRC-25 |  | 1 | 20 | National list
MAT-CND-100-BN | Conduit bend 1" |  | Nos | 47 |  |  | Lahore | 2026-09-27 | Manufacturer list | SRC-25 |  | 1 | 47 | National list
MAT-BOX-SW | Wall switch box (small) | uPVC | Nos | 120 |  |  | Lahore | 2026-09-27 | Manufacturer list | SRC-25 |  | 1 | 120 | National list
MAT-BOX-SK | Wall socket box (large) | uPVC | Nos | 185 |  |  | Lahore | 2026-09-27 | Manufacturer list | SRC-25 |  | 1 | 185 | National list
MAT-BOX-LT | Light / ceiling box | uPVC | Nos | 72 |  |  | Lahore | 2026-09-27 | Manufacturer list | SRC-25 |  | 1 | 72 | National list
MAT-CBL-329 | Wire 3/.029 PVC single core | BS-2004, 250/440 V, per coil 295.3 ft | Rft | 25.56 |  |  | Lahore | 2026-09-27 | Manufacturer list | SRC-26 | Coil price ÷ 295.28 ft; size mapping from PDF text – VERIFY. | 1 | 25.56 | National list
MAT-CBL-729 | Wire 7/.029 PVC single core | BS-2004, 250/440 V | Rft | 39.66 |  |  | Lahore | 2026-09-27 | Manufacturer list | SRC-26 | VERIFY mapping. | 1 | 39.66 | National list
MAT-CBL-744 | Wire 7/.044 PVC single core | BS-2004, 250/440 V | Rft | 63.19 |  |  | Lahore | 2026-09-27 | Manufacturer list | SRC-26 | VERIFY mapping. | 1 | 63.19 | National list
MAT-SW | Switch 1-gang with plate | Approved brand | Nos | 336 |  |  | Lahore | 2025-08-19 | GRN verified | SRC-30 | Quadrangle GRN RCP-2686 – A.S Traders, 1-gang switch. | 1 | 336 | City-specific
MAT-SKT | 15A switched socket with plate | Approved brand | Nos | 891 |  |  | Lahore | 2025-05-23 | GRN verified | SRC-30 | Quadrangle GRN RCP-2524 – A.S Traders, 3-pin 15A switch socket. | 1 | 891 | City-specific
MAT-CAT6 | Cat-6 UTP cable | 305 coil | Rft | 56.41 |  |  | Lahore | 2026-02-27 | GRN verified | SRC-30 | Phoenix GRN RCP-251, 27-Feb-2026 – MTCS Computer Systems (converted from per-length unit). | 1 | 56.41 | City-specific
MAT-FRC | Fire-rated alarm cable 2-core | FP200 or equal | Rft | 131 |  |  | Lahore | 2025-08-20 | GRN verified | SRC-30 | Quadrangle GRN RCP-2692 – C-XOR, fire-rated FA 1x2 core 1.5 cable. | 1 | 131 | City-specific
MAT-SND-RAV | Sand – Ravi (fill) | Fill sand, delivered Lahore | cft | 52 | 35 | 55 | Lahore | 2026-08-27 | GRN verified | SRC-30 | Phoenix GRN RCP-310, 27-Aug-2026 – Mushtaq & Sons. | 1 | 52 | City-specific
MAT-TUFF | Tuff tile (interlocking paver) grey | Standard thickness, 5000 PSI class | Sft | 150 | 120 | 190 | Lahore | 2026-09-27 | Market indication | SRC-27 |  | 1 | 150 | National list
MAT-ATC | Anti-termite chemical concentrate | Chlorpyrifos/Imidacloprid or approved | litre | 1500 |  |  | Lahore | 2025-08-13 | GRN verified | SRC-30 | Quadrangle GRN RCP-2676 & Phoenix RCP-179, 13-Aug-2025 – Deltamethrin (Local Cash Purchases). | 1 | 1500 | City-specific
MAT-SUBB | Granular subbase material | Pit-run / crushed, graded | cft | 100 |  |  | Lahore | 2026-09-24 | Market indication | SRC-44 | Rev07: 120 (Phoenix GRN RCP-149, 30-Apr-2025, >12 months) -> 100 (Rs 95–105, 24-Sep-2026). Same as dashboard GRAVEL-SB. | 1 | 100 | City-specific
MAT-ASPH | Asphalt wearing course 2" (supply & lay, vendor) | Hot-mix, compacted | Sft | 142.31 |  |  | Lahore | 2026-07-01 | Govt MRS | SRC-31 | Punjab MRS 2nd BA-2026 (Layyah) Ch.18 item 10(a)(xi): plant-premixed bituminous carpet, 4% bitumen, laid & compacted – Rs7,115.50 per inch per 100 Sft × 2" ÷ 100. | 1 | 142.31 | City-specific
MAT-KERB | Precast kerb stone | Standard highway kerb | Rft | 468.5 |  |  | Lahore | 2026-07-01 | Govt MRS | SRC-31 | Punjab MRS 2nd BA-2026 (Layyah): precast edge kerb 12"x6"x12" in PCC 1:2:4 over lean 1:4:8 – composite Rs675.15 less labour Rs206.65 = material Rs468.50/Rft (includes bedding concrete – PCC lines in EXT-KRB-001 set to nil). Layyah district – no Lahore factor applied. | 1 | 468.5 | City-specific
MAT-MHC | Manhole cover & frame (RCC/cast iron) | Light/medium duty | Nos | 6089.85 |  |  | Lahore | 2026-01-01 | Govt MRS | SRC-32 | Punjab MRS 1st BA-2026 (Rawalpindi) Ch.19 item 40 – cast iron manhole cover & frame (via dashboard). | 1 | 6089.85 | City-specific
MAT-TURF | Grass turf | Local grass sod | Sft | 9 |  |  | Lahore | 2026-09-26 | Market indication | SRC-33 | Dashboard: fine Dhaka grass Rs8–10/Sft (web 26-Sep-2026). | 1 | 9 | City-specific
MAT-DOR-FL | Solid-core flush door leaf 1.75" | Veneered, ready to polish | Sft | 568.55 |  |  | Lahore | 2026-07-01 | Govt MRS | SRC-31 | Punjab MRS 2nd BA-2026 (Layyah) Ch.12 item 13: P/F 1½" solid flush door, commercial ply faces, wooden lipping – composite Rs902.15 less labour Rs333.60. Note 1½" vs 1¾" specified. | 1 | 568.55 | City-specific
MAT-TIM-DEO | Timber – Deodar (frames) | Seasoned deodar | cft | 10304.2 |  |  | Lahore | 2026-07-01 | Govt MRS | SRC-31 | Punjab MRS 2nd BA-2026 (Layyah) Ch.12 item 1(a): plain deodar wood work sawn, wrought, planed & fixed incl. nails – composite Rs12,569.30 less labour Rs2,265.10. | 1 | 10304.2 | City-specific
MAT-HNG | Butt hinge 4" SS |  | Nos | 974.4 |  |  | Lahore | 2026-07-01 | Govt MRS | SRC-31 | Punjab MRS 2nd BA-2026 (Layyah) Ch.12 item 65: SS 304 bearing hinge 3 thick – composite Rs1,025.90 less labour Rs51.50. | 1 | 974.4 | City-specific
MAT-LCK | Mortice lock set with lever handles | Approved | Nos | 2742 |  |  | Lahore | 2026-07-01 | Govt MRS | SRC-31 | Punjab MRS 2nd BA-2026 (Layyah) Ch.12 item 64: imported mortice lever-handle lock with backplates – composite Rs4,536.55 less labour Rs1,794.55. | 1 | 2742 | City-specific
MAT-DSTP | Door stopper |  | Nos | 900 |  |  | Lahore | 2026-07-01 | Govt MRS | SRC-31 | Punjab MRS 2nd BA-2026 (Layyah) Ch.12 item 67: SS magnetic door stopper – composite Rs1,157.40 less labour Rs257.40. | 1 | 900 | City-specific
MAT-POL | Wood polish system (material) | Lacquer / PU per Sft | Sft | 120 |  |  | Lahore | 2026-09-27 | ASSUMED | SRC-33 | Sajjad benchmark BM-CV-103 PU wood polish all-in per Sft (undated). Polisher labour in FIN-DOR-001 set to nil. | 1 | 120 | City-specific
MAT-FRD | Fire-rated steel door set 90 min, 3'x7' (vendor) | Incl. frame & ironmongery | Nos | 59000 |  |  | Lahore | 2026-09-26 | ASSUMED | SRC-33 | PROXY: 60-min steel fire door 3'x7' with frame Rs59,000 (Adams Fire Tech, web 26-Sep-2026). Item specifies 90 min – obtain quote. | 1 | 59000 | City-specific
MAT-ALW | Aluminium sliding window system (supply & fabricate) | Profile + 3/16" clear glass + hardware | Sft | 1400 |  |  | Lahore | 2026-09-26 | ASSUMED | SRC-33 | PROXY: aluminium sliding door supplied & installed Rs1,200–1,600/Sft (web 26-Sep-2026) used for window. Labour set to nil. Obtain window quote. | 1 | 1400 | City-specific
MAT-UPW | uPVC window system (supply & fabricate) | Profile + glass + hardware | Sft | 2850 |  |  | Lahore | 2026-09-26 | Market indication | SRC-33 | Dashboard: uPVC sliding window supplied & installed Rs2,300–3,400/Sft (web 26-Sep-2026). Installed – labour in FIN-WIN-002 set to nil. | 1 | 2850 | City-specific
MAT-SIL | Silicone sealant cartridge | Weather-seal | Nos | 445 |  |  | Lahore | 2025-02-11 | GRN verified | SRC-30 | Quadrangle GRN RCP-2340 – NA Associate, silicone cartridge. | 1 | 445 | City-specific
MAT-MDF-18 | MDF / ply board 3/4" 4'x8' (carcass) | Laminated | sheet | 11000 |  |  | Lahore | 2026-09-27 | ASSUMED | SRC-49 | ASSUMPTION — no dated source (2026-09-27, assumed on request): 18 mm laminated MDF 8×4 sheet (Claude estimate for Lahore, Sep-2026; plain sheet about 7,500–8,500). Replace with a quotation in 16 RFQ col H. | 1 | 11000 | City-specific
MAT-CAB-HW | Cabinet hardware set per Rft | Hinges, channels, handles | set | 546 |  |  | Lahore | 2026-07-01 | ASSUMED | SRC-31 | ASSUMED 1 heavy-duty SS soft-close hinge per Rft (MRS Ch.12 item 61(ii) Rs776.20 less labour Rs230.20); handles & runners excluded – confirm hardware schedule. | 1 | 546 | City-specific
MAT-CW | Unitized curtain wall system (vendor supply & install) | Thermally broken, DGU | Sft | 4500 |  |  | Lahore | 2026-09-27 | ASSUMED | SRC-33 | Sajjad benchmark BM-CV-098 curtain wall all-in (undated assumption). | 1 | 4500 | City-specific
MAT-ACP | ACP panel PVDF | Composite panel | Sft | 500 |  |  | Lahore | 2026-09-27 | ASSUMED | SRC-49 | ASSUMPTION — no dated source (2026-09-27, assumed on request): 4 mm PVDF ACP supply only (Claude estimate for Lahore, Sep-2026); dashboard CV-099 installed benchmark 885/Sft. Replace with a quotation in 16 RFQ col H. | 1 | 500 | City-specific
MAT-ALSF | Aluminium subframe sections |  | kg | 1300 |  |  | Lahore | 2026-09-27 | ASSUMED | SRC-49 | ASSUMPTION — no dated source (2026-09-27, assumed on request): aluminium extrusion sections per kg (Claude estimate for Lahore, Sep-2026). Replace with a quotation in 16 RFQ col H. | 1 | 1300 | City-specific
MAT-BRKT | Façade bracket with anchor | GI/aluminium | Nos | 350 |  |  | Lahore | 2026-09-27 | ASSUMED | SRC-49 | ASSUMPTION — no dated source (2026-09-27, assumed on request): GI / aluminium bracket with anchor (Claude estimate for Lahore, Sep-2026). Replace with a quotation in 16 RFQ col H. | 1 | 350 | City-specific
MAT-GRN | Granite 1.25" cladding slab | Local/imported | Sft | 1055.2 |  |  | Lahore | 2026-07-01 | ASSUMED | SRC-31 | PROXY: MRS Ch.10 item 49(iii) 3/4" granite slab with adhesive & sealer – composite Rs1,146.00 less labour Rs90.80. Item specifies 1.25" cladding – obtain quote. | 1 | 1055.2 | City-specific
MAT-SSANC | SS 316 cladding anchor set |  | Nos | 450 |  |  | Lahore | 2026-09-27 | ASSUMED | SRC-49 | ASSUMPTION — no dated source (2026-09-27, assumed on request): SS 316 cladding anchor set (Claude estimate for Lahore, Sep-2026). Replace with a quotation in 16 RFQ col H. | 1 | 450 | City-specific
MAT-FSTOP | Fire-stop / smoke seal at slab edge |  | Rft | 350 |  |  | Lahore | 2026-09-27 | ASSUMED | SRC-49 | ASSUMPTION — no dated source (2026-09-27, assumed on request): fire-stop sealant / smoke seal per Rft of joint (Claude estimate for Lahore, Sep-2026). Replace with a quotation in 16 RFQ col H. | 1 | 350 | City-specific
MAT-WC | WC floor-mounted with cistern & seat | Approved brand | Nos | 29916 |  |  | Lahore | 2026-07-01 | Govt MRS | SRC-31 | Punjab MRS 2nd BA-2026 (Layyah) Ch.19 item 2: PORTA HD 9A/B/D/N WC with flushing cistern, CP/rubber connection & thimble – composite Rs32,218.10 less labour Rs2,302.10. | 1 | 29916 | City-specific
MAT-WB | Wash basin with pedestal & mixer | Approved brand | Nos | 14384 |  |  | Lahore | 2026-07-01 | Govt MRS | SRC-31 | Basin: MRS Ch.19 item 7(i) white basin with pedestal Rs12,035.05 less labour Rs1,151.05 = Rs10,884; + mixer Rs3,500 (Quadrangle GRN RCP-1887, Aug-2024 – old component). | 1 | 14384 | City-specific
MAT-SANACC | Sanitary accessories (angle valves, connectors, waste) |  | set | 1980 |  |  | Lahore | 2026-07-01 | Govt MRS | SRC-31 | Punjab MRS 2nd BA-2026 (Layyah) Ch.19 item 25: CP tee stop cock ½" – composite Rs2,065.80 less labour Rs85.80 (one per fixture; connectors & waste in fixture rates). | 1 | 1980 | City-specific
MAT-BSP-100 | Black steel pipe Sch-40 1" | ASTM A53 | Rft | 309.6 |  |  | Lahore | 2024-08-06 | OLD SOURCE | SRC-30 | Quadrangle GRN RCP-1903 – Saeed Sons, MS seamless Sch-40 1". 25 months – escalate. | 2 | 309.6 | City-specific
MAT-BSP-200 | Black steel pipe Sch-40 2" | ASTM A53 | Rft | 651.92 |  |  | Lahore | 2024-08-06 | OLD SOURCE | SRC-30 | Quadrangle GRN RCP-1904 – Saeed Sons, 2". 25 months – escalate. | 2 | 651.92 | City-specific
MAT-BSP-400 | Black steel pipe Sch-40 4" grooved | ASTM A53 | Rft | 1878.66 |  |  | Lahore | 2024-08-06 | OLD SOURCE | SRC-30 | Quadrangle GRN RCP-1903 – Saeed Sons, 4". 25 months – escalate. | 2 | 1878.66 | City-specific
MAT-FFFIT | FF fittings & couplings allowance | per Rft of pipe | Rft | 0 |  |  | Lahore | 2026-09-27 | ASSUMED | SRC-49 | ASSUMPTION — no dated source (2026-09-27, assumed on request): superseded in Rev07a by the size-specific lines MAT-FFFIT-100/200/400. Replace with a quotation in 16 RFQ col H. | 1 | 0 | City-specific
MAT-RDPNT | Red enamel / primer for FF pipe |  | Rft | 14.57 |  |  | Lahore | 2026-06-01 | GRN verified | SRC-30 | Derived from Phoenix GRN RCP-275 enamel Rs4,100/gallon: 2" pipe surface 0.622 Sft/Rft × 2 coats ÷ 350 Sft/gal (coverage ASSUMPTION). | 1 | 14.57 | City-specific
MAT-SPK | Sprinkler head pendent 68°C | UL/FM | Nos | 1935 |  |  | Lahore | 2024-10-21 | GRN verified | SRC-30 | Quadrangle GRN RCP-2105 – Elite Fire & Safety, sprinkler 68°C K5.6 (upright). | 1 | 1935 | City-specific
MAT-HRC | Hose reel cabinet complete |  | Nos | 103085 |  |  | Lahore | 2025-03-09 | GRN verified | SRC-30 | Quadrangle GRN RCP-2387 – Elite Fire & Safety, hose reel cabinet 1"x100'. | 1 | 103085 | City-specific
MAT-EPIT | Earth pit materials (copper rod/plate, GI pipe, compound) |  | set | 43731.2 |  |  | Lahore | 2025-07-23 | GRN verified | SRC-30 | Set from GRN: earth pit with concrete cover Rs11,871.20 (RCP-2371, Feb-2025) + Cu-bond earth rod 5/8"x10 ft Rs18,290 (RCP-2629, Jul-2025) + earthing chemical Rs13,570 (RCP-2629). | 1 | 43731.2 | City-specific
MAT-DB | Distribution board (populated) |  | Nos | 59777.62 |  |  | Lahore | 2023-10-26 | OLD SOURCE | SRC-30 | Quadrangle GRN RCP-1232 – Power Solutions, DB-1B typical. >24 months; DB content project-specific – re-quote. | 2 | 59777.62 | City-specific
MAT-IPC | IP camera |  | Nos | 9200 |  |  | Lahore | 2025-04-08 | GRN verified | SRC-30 | Quadrangle GRN RCP-2444 – Mediatek, Dahua 2MP bullet camera. | 1 | 9200 | City-specific
MAT-SMD | Addressable smoke detector with base |  | Nos | 7740 |  |  | Lahore | 2025-07-04 | GRN verified | SRC-30 | Quadrangle GRN RCP-2589 – Highrise MEP, addressable smoke detector with isolator. | 1 | 7740 | City-specific
MAT-GIS | GI sheet for ductwork (24–26 gauge) |  | kg | 345 |  |  | Lahore | 2025-07-29 | GRN verified | SRC-30 | Quadrangle GRN RCP-2640 – GI sheet 26G. | 1 | 345 | City-specific
MAT-DINS | Duct insulation 1" with foil |  | Sft | 327.9 |  |  | Lahore | 2026-07-01 | Govt MRS | SRC-31 | Punjab MRS 2nd BA-2026 (Layyah) Ch.27: XLPE closed-cell duct insulation 25 thick (outdoor) – composite Rs344.65 less labour Rs16.75. (GRN NBR 19 thick Rs294.87, Apr-2025, for reference.) | 1 | 327.9 | City-specific
MAT-DHNG | Duct hanger set |  | Nos | 217.76 |  |  | Lahore | 2025-08-06 | GRN verified | SRC-30 | Set from GRN: 2 Rft threaded rod 1/2" @ Rs90 (RCP-2584, Jul-2025) + drop-in anchor 3/8" Rs37.76 (RCP-2660, Aug-2025). | 1 | 217.76 | City-specific
MAT-SAC | Split AC 1.5 ton inverter (indoor+outdoor) |  | Nos | 126000 |  |  | Lahore | 2025-08-05 | GRN verified | SRC-30 | Quadrangle GRN RCP-2654 – Haier Pakistan, 1.5 ton inverter wall mounted. | 1 | 126000 | City-specific
MAT-CUP | Copper refrigerant pipe pair insulated |  | Rft | 934.01 |  |  | Lahore | 2024-12-03 | GRN verified | SRC-30 | Pair from GRN (Crescent Corp, Dec-2024): Cu 1/2" Rs509.61 + 1/4" Rs239.22 + insulation 1/2" Rs101.47 + 1/4" Rs83.71 per Rft. | 1 | 934.01 | City-specific
MAT-LIFT | Passenger lift complete (vendor supply & install) |  | Nos | 8500000 |  |  | Lahore | 2026-09-27 | ASSUMED | SRC-49 | ASSUMPTION — no dated source (2026-09-27, assumed on request): passenger lift 8-person, 1.0 m/s, about 5 stops, supplied & installed (Claude estimate for Lahore, Sep-2026); vendor quote essential. Replace with a quotation in 16 RFQ col H. | 1 | 8500000 | City-specific
MAT-SSP | SS 304 handrail pipe 2" |  | Rft | 2920.45 |  |  | Lahore | 2026-07-01 | Govt MRS | SRC-31 | Punjab MRS 2nd BA-2026 (Layyah) Ch.25 item 38: 2'-9" high SS 304 2" 18 SWG pipe railing with 2" posts – composite Rs3,380.85 less labour Rs460.40, per Rft of railing (posts included). | 1 | 2920.45 | City-specific
MAT-SSB | SS baluster / post |  | Nos | 0 |  |  | Lahore | 2026-07-01 | Included | SRC-31 | Included in MAT-SSP (MRS railing rate includes posts). | 1 | 0 | City-specific
MAT-TGL | Toughened glass 1/2" |  | Sft | 1714.29 |  |  | Lahore | 2026-09-26 | Market indication | SRC-33 | Derived: glass balustrade ½" with fittings, supplied & installed Rs6,000/Rft (web 26-Sep-2026) ÷ 3.5 Sft/Rft. Spigots & labour in MISC-GLB-001 set to nil. | 1 | 1714.29 | City-specific
MAT-SPIG | SS glass spigot / shoe |  | Nos | 0 |  |  | Lahore | 2026-09-26 | Included | SRC-33 | Included in MAT-TGL composite. | 1 | 0 | City-specific
MAT-PPR-250 | PPR PN-20 pipe 2-1/2" | Popular PPR-100 PN-20 | Rft | 1346.85 |  |  | Lahore | 2026-09-27 | Manufacturer list | SRC-23 | List price converted per Rft; incl. sales tax. | 1 | 1346.85 | National list
MAT-PPR-250-EL | PPR el 2-1/2" | PPR elbow 90° 2-1/2" | Nos | 1341 |  |  | Lahore | 2026-09-27 | Manufacturer list | SRC-23 | Column mapping from PDF text – verify. | 1 | 1341 | National list
MAT-PPR-250-SO | PPR so 2-1/2" | PPR socket 2-1/2" | Nos | 506 |  |  | Lahore | 2026-09-27 | Manufacturer list | SRC-23 | Column mapping from PDF text – verify. | 1 | 506 | National list
MAT-PPR-250-TE | PPR te 2-1/2" | PPR tee 2-1/2" | Nos | 1613 |  |  | Lahore | 2026-09-27 | Manufacturer list | SRC-23 | Column mapping from PDF text – verify. | 1 | 1613 | National list
MAT-PPR-300 | PPR PN-20 pipe 3" | Popular PPR-100 PN-20 | Rft | 1987.2 |  |  | Lahore | 2026-09-27 | Manufacturer list | SRC-23 | List price converted per Rft; incl. sales tax. | 1 | 1987.2 | National list
MAT-PPR-300-EL | PPR el 3" | PPR elbow 90° 3" | Nos | 2333 |  |  | Lahore | 2026-09-27 | Manufacturer list | SRC-23 | Column mapping from PDF text – verify. | 1 | 2333 | National list
MAT-PPR-300-SO | PPR so 3" | PPR socket 3" | Nos | 1120 |  |  | Lahore | 2026-09-27 | Manufacturer list | SRC-23 | Column mapping from PDF text – verify. | 1 | 1120 | National list
MAT-PPR-300-TE | PPR te 3" | PPR tee 3" | Nos | 2718 |  |  | Lahore | 2026-09-27 | Manufacturer list | SRC-23 | Column mapping from PDF text – verify. | 1 | 2718 | National list
MAT-PPR-400 | PPR PN-20 pipe 4" | Popular PPR-100 PN-20 | Rft | 2837.55 |  |  | Lahore | 2026-09-27 | Manufacturer list | SRC-23 | List price converted per Rft; incl. sales tax. | 1 | 2837.55 | National list
MAT-PPR-400-EL | PPR el 4" | PPR elbow 90° 4" | Nos | 4797 |  |  | Lahore | 2026-09-27 | Manufacturer list | SRC-23 | Column mapping from PDF text – verify. | 1 | 4797 | National list
MAT-PPR-400-SO | PPR so 4" | PPR socket 4" | Nos | 2266 |  |  | Lahore | 2026-09-27 | Manufacturer list | SRC-23 | Column mapping from PDF text – verify. | 1 | 2266 | National list
MAT-PPR-400-TE | PPR te 4" | PPR tee 4" | Nos | 4437 |  |  | Lahore | 2026-09-27 | Manufacturer list | SRC-23 | Column mapping from PDF text – verify. | 1 | 4437 | National list
MAT-CND-050 | uPVC conduit 1/2" | Popular PS-1905 grey | Rft | 32.4 |  |  | Lahore | 2026-09-27 | Manufacturer list | SRC-25 |  | 1 | 32.4 | National list
MAT-CND-050-SO | Conduit socket 1/2" |  | Nos | 11.7 |  |  | Lahore | 2026-09-27 | Manufacturer list | SRC-25 |  | 1 | 11.7 | National list
MAT-CND-050-BN | Conduit bend 1/2" |  | Nos | 21.7 |  |  | Lahore | 2026-09-27 | Manufacturer list | SRC-25 |  | 1 | 21.7 | National list
MAT-CND-125 | uPVC conduit 1-1/4" | Popular PS-1905 grey | Rft | 84.6 |  |  | Lahore | 2026-09-27 | Manufacturer list | SRC-25 |  | 1 | 84.6 | National list
MAT-CND-125-SO | Conduit socket 1-1/4" |  | Nos | 57 |  |  | Lahore | 2026-09-27 | Manufacturer list | SRC-25 |  | 1 | 57 | National list
MAT-CND-125-BN | Conduit bend 1-1/4" |  | Nos | 101 |  |  | Lahore | 2026-09-27 | Manufacturer list | SRC-25 |  | 1 | 101 | National list
MAT-CND-150 | uPVC conduit 1-1/2" | Popular PS-1905 grey | Rft | 117 |  |  | Lahore | 2026-09-27 | Manufacturer list | SRC-25 |  | 1 | 117 | National list
MAT-CND-150-SO | Conduit socket 1-1/2" |  | Nos | 77 |  |  | Lahore | 2026-09-27 | Manufacturer list | SRC-25 |  | 1 | 77 | National list
MAT-CND-150-BN | Conduit bend 1-1/2" |  | Nos | 139 |  |  | Lahore | 2026-09-27 | Manufacturer list | SRC-25 |  | 1 | 139 | National list
MAT-CND-200 | uPVC conduit 2" | Popular PS-1905 grey | Rft | 175.5 |  |  | Lahore | 2026-09-27 | Manufacturer list | SRC-25 |  | 1 | 175.5 | National list
MAT-CND-200-SO | Conduit socket 2" |  | Nos | 108 |  |  | Lahore | 2026-09-27 | Manufacturer list | SRC-25 |  | 1 | 108 | National list
MAT-CND-200-BN | Conduit bend 2" |  | Nos | 219 |  |  | Lahore | 2026-09-27 | Manufacturer list | SRC-25 |  | 1 | 219 | National list
MAT-VNL | Vinyl / SPC plank flooring | Click or glue-down, mid range | Sft | 225 | 100 | 350 | Lahore | 2026-09-27 | Market indication | SRC-28 | Midpoint; PC rate – set to selected product. | 1 | 225 | National list
MAT-LAM | Laminate flooring | AC4, 8-thick class, mid range | Sft | 350 | 200 | 500 | Lahore | 2026-09-27 | Market indication | SRC-28 | Midpoint; PC rate. | 1 | 350 | National list
MAT-VADH | Vinyl adhesive |  | kg | 700 |  |  | Lahore | 2026-09-27 | ASSUMED | SRC-49 | ASSUMPTION — no dated source (2026-09-27, assumed on request): 20 kg pail about 14,000 (Claude estimate for Lahore, Sep-2026). Replace with a quotation in 16 RFQ col H. | 1 | 700 | City-specific
MAT-UNDL | Laminate underlay foam |  | Sft | 0 |  |  | Lahore | 2026-09-26 | Included | SRC-33 | Included in laminate supply rate (dashboard LAM-SUP Rs350/Sft 'with underlay', web 26-Sep-2026). | 1 | 0 | City-specific
MAT-EPX | Epoxy floor system (primer + body + top) | Self-levelling / roller | Sft | 200 |  |  | Lahore | 2026-09-26 | Market indication | SRC-33 | Dashboard: basic epoxy coating supplied & applied Rs150–250/Sft (web 26-Sep-2026). Installed composite – labour in FIN-FLR-007 set to nil. | 1 | 200 | City-specific
MAT-RMC-4000 | Ready-mix concrete 4000 PSI (delivered) | Pakmix Ready Mix Concrete Premium | cft | 337.25 |  |  | Lahore | 2026-03-11 | GRN verified | SRC-30 | Phoenix GRN RCP-252, 11-Mar-2026 – Pakmix, 4000 PSI Rs11,910 per GRN batch unit (35.315 cft). | 1 | 337.25 | City-specific
MAT-RMC-4500 | Ready-mix concrete 4500 PSI (delivered) | Strong Ready Mix | cft | 331.31 |  |  | Lahore | 2026-04-10 | GRN verified | SRC-30 | Phoenix GRN RCP-259, 10-Apr-2026 – Strong Ready Mix, 4500 PSI Rs11,700 per GRN batch unit ÷ 35.315 (lower than Pakmix 4000 – different supplier). | 1 | 331.31 | City-specific
MAT-RMC-6500 | Ready-mix concrete 6500 PSI (delivered) | Strong Ready Mix | cft | 427.58 |  |  | Lahore | 2026-04-10 | GRN verified | SRC-30 | Phoenix GRN RCP-259 – Strong Ready Mix, 6500 PSI Rs15,100 per GRN batch unit ÷ 35.315. | 1 | 427.58 | City-specific
MAT-RMC-LEAN | Ready-mix lean concrete (delivered) | Strong Ready Mix | cft | 270.03 |  |  | Lahore | 2025-10-16 | GRN verified | SRC-30 | Phoenix GRN RCP-209 – Strong Ready Mix, lean concrete Rs9,536 per GRN batch unit ÷ 35.315. | 1 | 270.03 | City-specific
MAT-GYP-SYS12 | Gypsum ceiling system material – 12 thick board on concealed GI frame | Board, main & furring channel, wall angle, threaded hangers, screws, fibreglass tape, joint filler | Sft | 176.1 |  |  | Lahore | 2026-07-01 | Govt MRS | SRC-31 | Punjab MRS 2nd BA-2026 (Layyah) Ch.9 item 49(ii): gypsum board ceiling 4'x8' 12 thick on 0.5 GI furring @2 ft + 0.8 GI primary @4 ft, wall angle, threaded hangers, fibreglass tape & filler – composite Rs220.80 less labour Rs44.70 = Rs176.10/Sft material. | 1 | 176.1 | City-specific
MAT-GYP-SYSMR | Gypsum ceiling system material – MR board on concealed GI frame | As standard; MR board | Sft | 212.19 |  |  | Lahore | 2026-09-27 | ASSUMED | SRC-49 | ASSUMPTION — no dated source (2026-09-27, assumed on request): MRS system material 176.10 + MR board premium (4,600 − 3,550) ÷ 32 × 1.10. Replace with a quotation in 16 RFQ col H. | 1 | 212.19 | City-specific
GRN-QUA-HDW-000614 | HDPE pipe 110 mm | HDPE Pipe 110mm | Rft | 364 |  |  | Lahore | 2025-08-20 | OLD SOURCE | SRC-48 | Quadrangle GRN RCP-2690, 20-Aug-2025 — Plasco PVC Pipe Industries (Private) Limited. Dated 2025 — reconfirm before use | 2 | 364 | City-specific
GRN-QUA-MEP-001380 | HDPE elbow 90° 110 mm | HDPE Elbow 90° 110mm | Nos | 1763 |  |  | Lahore | 2025-03-17 | OLD SOURCE | SRC-48 | Quadrangle GRN RCP-2407, 17-Mar-2025 — Plasco PVC Pipe Industries (Private) Limited; 2 receipts, range 1,763–1,763. Dated 2025 — reconfirm before use | 2 | 1763 | City-specific
GRN-QUA-MEP-001381 | HDPE tee 110 mm | HDPE Tee 110mm | Nos | 2435 |  |  | Lahore | 2024-07-02 | OLD SOURCE | SRC-48 | Quadrangle GRN RCP-1795, 02-Jul-2024 — Plasco PVC Pipe Industries (Private) Limited. Dated 2024 — reconfirm before use | 2 | 2435 | City-specific
GRN-QUA-MEP-000939 | MS landing valve 2½" flange type | MS Landing Valve 2-1/2'' Flange Type | Nos | 44179 |  |  | Lahore | 2024-10-21 | OLD SOURCE | SRC-48 | Quadrangle GRN RCP-2105, 21-Oct-2024 — Elite Fire & Safety Solutions. Dated 2024 — reconfirm before use | 2 | 44179 | City-specific
GRN-QUA-ARC-000002 | Signage board 3D acrylic letters 15 ft × 4.5 ft | signage board 3D acrylic words 15ftx4.5ft | Nos | 140063 |  |  | Lahore | 2023-01-16 | OLD SOURCE | SRC-48 | Quadrangle GRN RCP-708, 16-Jan-2023 — Latitude Advertising. Dated 2023 — reconfirm before use | 2 | 140063 | City-specific
MAT-MOB | Mobilization & demobilization (contractor quote) | Vendor supply & install | Job | 500000 |  |  | Lahore | 2026-09-27 | ASSUMED | SRC-49 | ASSUMPTION — no dated source (2026-09-27, assumed on request): mobilization + demobilization of a mid-size building contract (Claude estimate for Lahore, Sep-2026). Replace with a quotation in 16 RFQ col H. | 1 | 500000 | City-specific
MAT-SITEOFF | Site office, stores & welfare establishment (contractor quote) | Vendor supply & install | Job | 1500000 |  |  | Lahore | 2026-09-27 | ASSUMED | SRC-49 | ASSUMPTION — no dated source (2026-09-27, assumed on request): porta-cabin site office, store, toilets and security cabin, established & removed (Claude estimate for Lahore, Sep-2026). Replace with a quotation in 16 RFQ col H. | 1 | 1500000 | City-specific
MAT-TEMPSVC | Temporary water & electricity supply incl. running (per month) | Vendor supply & install | Month | 150000 |  |  | Lahore | 2026-09-27 | ASSUMED | SRC-49 | ASSUMPTION — no dated source (2026-09-27, assumed on request): temporary water + electricity per month incl. running (Claude estimate for Lahore, Sep-2026). Replace with a quotation in 16 RFQ col H. | 1 | 150000 | City-specific
MAT-CUBE | Concrete cylinder / cube test set incl. sampling & lab fee | Vendor supply & install | Nos | 4500 |  |  | Lahore | 2026-09-27 | ASSUMED | SRC-49 | ASSUMPTION — no dated source (2026-09-27, assumed on request): set of 3 cylinders sampled, cured and tested at 1,500 each (Claude estimate for Lahore, Sep-2026). Replace with a quotation in 16 RFQ col H. | 1 | 4500 | City-specific
MAT-CLEAN | Final builder's clean (sub-contract rate) | Vendor supply & install | Sft | 6 |  |  | Lahore | 2026-09-27 | ASSUMED | SRC-49 | ASSUMPTION — no dated source (2026-09-27, assumed on request): final builder's clean per Sft of floor (Claude estimate for Lahore, Sep-2026). Replace with a quotation in 16 RFQ col H. | 1 | 6 | City-specific
MAT-GYP-SYSFR | Fire-rated gypsum ceiling system material (FR board on GI frame) | Vendor supply & install | Sft | 224.91 |  |  | Lahore | 2026-09-27 | ASSUMED | SRC-49 | ASSUMPTION — no dated source (2026-09-27, assumed on request): MRS system material 176.10 + fire-rated board premium 40% × 3,550 ÷ 32 × 1.10. Replace with a quotation in 16 RFQ col H. | 1 | 224.91 | City-specific
MAT-MCLG | Aluminium clip-in / lay-in metal ceiling 2'×2' with grid | Vendor supply & install | Sft | 450 |  |  | Lahore | 2026-09-27 | ASSUMED | SRC-49 | ASSUMPTION — no dated source (2026-09-27, assumed on request): aluminium clip-in 2'×2' ceiling with grid, supplied & installed (Claude estimate for Lahore, Sep-2026). Replace with a quotation in 16 RFQ col H. | 1 | 450 | City-specific
MAT-ACCP | Access panel 2'×2' for gypsum ceiling, supplied & installed | Vendor supply & install | Nos | 6500 |  |  | Lahore | 2026-09-27 | ASSUMED | SRC-49 | ASSUMPTION — no dated source (2026-09-27, assumed on request): 2'×2' ceiling access panel supplied & installed (Claude estimate for Lahore, Sep-2026). Replace with a quotation in 16 RFQ col H. | 1 | 6500 | City-specific
MAT-CPT | Carpet tiles 20"×20" with adhesive, supplied & installed | Vendor supply & install | Sft | 350 |  |  | Lahore | 2026-09-27 | ASSUMED | SRC-49 | ASSUMPTION — no dated source (2026-09-27, assumed on request): carpet tiles with adhesive, supplied & installed (Claude estimate for Lahore, Sep-2026). Replace with a quotation in 16 RFQ col H. | 1 | 350 | City-specific
MAT-WPP | Vinyl wallpaper with adhesive, supplied & installed | Vendor supply & install | Sft | 180 |  |  | Lahore | 2026-09-27 | ASSUMED | SRC-49 | ASSUMPTION — no dated source (2026-09-27, assumed on request): vinyl wallpaper supplied & installed (Claude estimate for Lahore, Sep-2026). Replace with a quotation in 16 RFQ col H. | 1 | 180 | City-specific
MAT-ACPNL | Acoustic wall panel system, supplied & installed | Vendor supply & install | Sft | 900 |  |  | Lahore | 2026-09-27 | ASSUMED | SRC-49 | ASSUMPTION — no dated source (2026-09-27, assumed on request): acoustic wall panel system supplied & installed (Claude estimate for Lahore, Sep-2026). Replace with a quotation in 16 RFQ col H. | 1 | 900 | City-specific
MAT-GLDR | 12 mm toughened glass door 3'×7' with patch fittings & floor spring | Vendor supply & install | Nos | 120000 |  |  | Lahore | 2026-09-27 | ASSUMED | SRC-49 | ASSUMPTION — no dated source (2026-09-27, assumed on request): 12 mm toughened glass 21 Sft ≈ 21,000 (dashboard GLASS-12 1,000/Sft) + floor spring, patch fittings, handle and fixing (Claude estimate for Lahore, Sep-2026). Replace with a quotation in 16 RFQ col H. | 1 | 120000 | City-specific
MAT-GRC | GRC façade panel with fixings, supplied & installed | Vendor supply & install | Sft | 1200 |  |  | Lahore | 2026-09-27 | ASSUMED | SRC-49 | ASSUMPTION — no dated source (2026-09-27, assumed on request): GRC panel with stainless fixings, supplied & installed (Claude estimate for Lahore, Sep-2026). Replace with a quotation in 16 RFQ col H. | 1 | 1200 | City-specific
MAT-EIFS | EIFS insulated render system, supplied & applied | Vendor supply & install | Sft | 650 |  |  | Lahore | 2026-09-27 | ASSUMED | SRC-49 | ASSUMPTION — no dated source (2026-09-27, assumed on request): EIFS system supplied & applied (Claude estimate for Lahore, Sep-2026). Replace with a quotation in 16 RFQ col H. | 1 | 650 | City-specific
MAT-CNPY | Steel / glass entrance canopy, supplied & installed | Vendor supply & install | Sft | 3500 |  |  | Lahore | 2026-09-27 | ASSUMED | SRC-49 | ASSUMPTION — no dated source (2026-09-27, assumed on request): steel-framed glass canopy per Sft of plan (Claude estimate for Lahore, Sep-2026). Replace with a quotation in 16 RFQ col H. | 1 | 3500 | City-specific
MAT-SKYL | Skylight – polycarbonate / glass on aluminium frame | Vendor supply & install | Sft | 2500 |  |  | Lahore | 2026-09-27 | ASSUMED | SRC-49 | ASSUMPTION — no dated source (2026-09-27, assumed on request): skylight glazing on aluminium frame per Sft (Claude estimate for Lahore, Sep-2026). Replace with a quotation in 16 RFQ col H. | 1 | 2500 | City-specific
MAT-URN | Wall-hung urinal with flush valve & trap | Vendor supply & install | Nos | 25000 |  |  | Lahore | 2026-09-27 | ASSUMED | SRC-49 | ASSUMPTION — no dated source (2026-09-27, assumed on request): wall-hung urinal with flush valve and trap, supply only (Claude estimate for Lahore, Sep-2026). Replace with a quotation in 16 RFQ col H. | 1 | 25000 | City-specific
MAT-CPVC-100 | CPVC pipe ¾" SDR-11 with fittings | Vendor supply & install | Rft | 180 |  |  | Lahore | 2026-09-27 | ASSUMED | SRC-49 | ASSUMPTION — no dated source (2026-09-27, assumed on request): ¾" CPVC SDR-11 with fittings, supply only; PPR ¾" is 145.38 + fittings (Claude estimate for Lahore, Sep-2026). Replace with a quotation in 16 RFQ col H. | 1 | 180 | City-specific
MAT-ACS | Access control door set (reader, maglock, exit button, controller) | Vendor supply & install | Nos | 85000 |  |  | Lahore | 2026-09-27 | ASSUMED | SRC-49 | ASSUMPTION — no dated source (2026-09-27, assumed on request): one-door access control set incl. controller share and cabling (Claude estimate for Lahore, Sep-2026). Replace with a quotation in 16 RFQ col H. | 1 | 85000 | City-specific
MAT-ESC | Escalator complete (vendor supply & install) | Vendor supply & install | Nos | 22000000 |  |  | Lahore | 2026-09-27 | ASSUMED | SRC-49 | ASSUMPTION — no dated source (2026-09-27, assumed on request): standard escalator, supplied & installed (Claude estimate for Lahore, Sep-2026); vendor quote essential. Replace with a quotation in 16 RFQ col H. | 1 | 22000000 | City-specific
MAT-IRR | Drip / sprinkler irrigation system (vendor) | Vendor supply & install | Sft | 80 |  |  | Lahore | 2026-09-27 | ASSUMED | SRC-49 | ASSUMPTION — no dated source (2026-09-27, assumed on request): drip / sprinkler irrigation per Sft of landscaped area (Claude estimate for Lahore, Sep-2026). Replace with a quotation in 16 RFQ col H. | 1 | 80 | City-specific
MAT-VRF | VRF system – outdoor + indoor units, piping & controls (vendor) | Vendor supply & install | TR | 300000 |  |  | Lahore | 2026-09-27 | ASSUMED | SRC-49 | ASSUMPTION — no dated source (2026-09-27, assumed on request): VRF system per TR, supplied & installed with piping and controls (Claude estimate for Lahore, Sep-2026). Replace with a quotation in 16 RFQ col H. | 1 | 300000 | City-specific
MAT-MDB | Main distribution board (panel builder quote) | Vendor supply & install | Nos | 2000000 |  |  | Lahore | 2026-09-27 | ASSUMED | SRC-49 | ASSUMPTION — no dated source (2026-09-27, assumed on request): main distribution board about 800 A with incomer, outgoing breakers and metering (Claude estimate for Lahore, Sep-2026). Replace with a quotation in 16 RFQ col H. | 1 | 2000000 | City-specific
MAT-FFFIT-100 | FF fittings & couplings allowance for 1" pipe | Vendor supply & install | Rft | 149.54 |  |  | Lahore | 2026-09-27 | ASSUMED | SRC-49 | ASSUMPTION — no dated source (2026-09-27, assumed on request): fittings share 0.483 × pipe value (MS fittings-to-pipe ratio of the Quadrangle receipts, see README MEP section) × MAT-BSP-100 309.60. Replace with a quotation in 16 RFQ col H. | 1 | 149.54 | City-specific
MAT-FFFIT-200 | FF fittings & couplings allowance for 2" pipe | Vendor supply & install | Rft | 314.88 |  |  | Lahore | 2026-09-27 | ASSUMED | SRC-49 | ASSUMPTION — no dated source (2026-09-27, assumed on request): fittings share 0.483 × MAT-BSP-200 651.92 (Quadrangle receipts ratio). Replace with a quotation in 16 RFQ col H. | 1 | 314.88 | City-specific
MAT-FFFIT-400 | FF fittings & couplings allowance for 4" pipe | Vendor supply & install | Rft | 907.39 |  |  | Lahore | 2026-09-27 | ASSUMED | SRC-49 | ASSUMPTION — no dated source (2026-09-27, assumed on request): fittings share 0.483 × MAT-BSP-400 1,878.66 (Quadrangle receipts ratio). Replace with a quotation in 16 RFQ col H. | 1 | 907.39 | City-specific

## 06 LABOUR RATE LIBRARY
06 · LABOUR RATE LIBRARY (city-driven)
Base Rate (D) follows selected City via 08. Lahore Rate (M) is the Lahore input.
Labour Code | Category | Unit | Base Rate PKR (selected city) | Low (Lahore) | High (Lahore) | Location | Rate Date | Status | Source ID | Basis / Note | Has Rate (1/0) | Lahore Rate PKR (input)
LAB-MSN | Mason (raj mistri) | day | 2200 | 2000 | 2400 | Lahore | 2026-09-27 | Market indication | SRC-06 | Midpoint of Lahore band. | 1 | 2200
LAB-HLP | Helper / unskilled labour | day | 1538 |  |  | Lahore | 2026-09-27 | Statutory floor | SRC-07 | 40,000 ÷ 26 days. Statutory minimum, market rate may be higher – confirm. | 1 | 1538
LAB-SFX | Steel fixer (bar bender) | day | 2450 |  |  | Lahore | 2025-10-11 | Market indication | SRC-33 | Dashboard L-STEEL: ConcretesMath Lahore steel fixer (11-Oct-2025). | 1 | 2450
LAB-PLS | Plasterer | day | 2150 | 2000 | 2400 | Lahore | 2025-10-11 | Market indication | SRC-33 | Rev07: 2,200 (mason band, no trade source) -> 2,150 ConcretesMath Lahore plaster mason (range 1,900–2,400). Same as dashboard L-PLMASON. | 1 | 2150
LAB-CRP | Carpenter (shuttering) | day | 2400 |  |  | Lahore | 2025-10-11 | Market indication | SRC-33 | Dashboard L-CARP: ConcretesMath Lahore carpenter/shuttering fixer (11-Oct-2025). | 1 | 2400
LAB-WPA | Waterproofing applicator | day | 2200 |  |  | Lahore | 2026-09-27 | ASSUMED | — | No dated source; set at mason midpoint – confirm. | 1 | 2200
LAB-TIL | Tile / marble fixer | day | 2500 | 2000 | 2400 | Lahore | 2025-10-11 | Market indication | SRC-33 | Rev07: 2,200 (mason band) -> 2,500 ConcretesMath Lahore tile/marble fixer (2,200–2,800). Same as dashboard L-TILE. | 1 | 2500
LAB-PNT | Painter | day | 2100 | 2000 | 2400 | Lahore | 2026-09-23 | Market indication | SRC-45 | Rev07: 2,200 (mason band) -> 2,100 Lahore painters 1,800–2,500 (web 23-Sep-2026). Same as dashboard L-PAINT. | 1 | 2100
LAB-CLG | Ceiling installer (drywall) | day | 2200 |  |  | Lahore | 2026-09-27 | ASSUMED | — | ASSUMED at mason midpoint – no dated source. | 1 | 2200
LAB-SCF | Scaffolder | day | 2200 |  |  | Lahore | 2026-09-27 | ASSUMED | — | ASSUMED at mason midpoint – no dated source (not used: scaffold benchmark all-in). | 1 | 2200
LAB-PLB | Plumber | day | 2600 |  |  | Lahore | 2025-10-11 | Market indication | SRC-33 | Dashboard L-PLUMB: ConcretesMath Lahore plumber (11-Oct-2025). | 1 | 2600
LAB-ELC | Electrician | day | 2800 |  |  | Lahore | 2025-10-11 | Market indication | SRC-33 | Dashboard L-ELEC: ConcretesMath Lahore electrician (11-Oct-2025). | 1 | 2800
LAB-GLZ | Glazier / window installer | day | 2200 |  |  | Lahore | 2026-09-27 | ASSUMED | — | ASSUMED at mason midpoint – no dated source. | 1 | 2200
LAB-CLD | Cladding fixer | day | 2200 |  |  | Lahore | 2026-09-27 | ASSUMED | — | ASSUMED at mason midpoint – no dated source. | 1 | 2200
LAB-PFT | Pipe fitter (fire) | day | 2600 |  |  | Lahore | 2026-09-27 | ASSUMED | SRC-33 | ASSUMED = plumber rate (L-PLUMB) – confirm fire-fitter rate. | 1 | 2600
LAB-HVT | HVAC technician / duct fitter | day | 2800 |  |  | Lahore | 2026-09-27 | ASSUMED | SRC-33 | ASSUMED = electrician rate (L-ELEC) – confirm. | 1 | 2800
LAB-FAB | SS / MS fabricator | day | 2200 |  |  | Lahore | 2026-09-27 | ASSUMED | — | ASSUMED at mason midpoint – no dated source. | 1 | 2200
MRS-C6-6-17 | Extra labour for RCC in 2nd and subsequent storeys (MRS item rate) | cft | 60.9 |  |  | Lahore | 2026-01-01 | Govt MRS | SRC-46 | Punjab MRS 1st Bi-Annual 2026 (Rawalpindi), 01-Jan-2026 — Ch.6 item 6, line 17 (Concrete), p.36; labour rate (MRS gives no composite) 60.90 per Cft as printed; valid 01-Jan-2026 to 30-Jun-2026 — edition lapsed, reconfirm before use | 1 | 60.9
MRS-C7-6-1 | Extra labour for brickwork in 1st floor (MRS item rate) | cft | 17.9345 |  |  | Lahore | 2026-01-01 | Govt MRS | SRC-46 | Punjab MRS 1st Bi-Annual 2026 (Rawalpindi), 01-Jan-2026 — Ch.7 item 6, line 1 (Brickwork), p.46; labour rate (MRS gives no composite) 1,793.45 per 100Cft. as printed, converted to per Cft; valid 01-Jan-2026 to 30-Jun-2026 — edition lapsed, reconfirm before use | 1 | 17.9345
MRS-C7-6-2 | Extra labour for brickwork in 2nd floor (MRS item rate) | cft | 40.269 |  |  | Lahore | 2026-01-01 | Govt MRS | SRC-46 | Punjab MRS 1st Bi-Annual 2026 (Rawalpindi), 01-Jan-2026 — Ch.7 item 6, line 2 (Brickwork), p.46; labour rate (MRS gives no composite) 4,026.90 per 100Cft. as printed, converted to per Cft; valid 01-Jan-2026 to 30-Jun-2026 — edition lapsed, reconfirm before use | 1 | 40.269
MRS-C7-6-3 | Extra labour for brickwork in 3rd floor (MRS item rate) | cft | 62.603 |  |  | Lahore | 2026-01-01 | Govt MRS | SRC-46 | Punjab MRS 1st Bi-Annual 2026 (Rawalpindi), 01-Jan-2026 — Ch.7 item 6, line 3 (Brickwork), p.46; labour rate (MRS gives no composite) 6,260.30 per 100Cft. as printed, converted to per Cft; valid 01-Jan-2026 to 30-Jun-2026 — edition lapsed, reconfirm before use | 1 | 62.603
MRS-C7-6-4 | Extra labour for brickwork in 4th floor (MRS item rate) | cft | 100.505 |  |  | Lahore | 2026-01-01 | Govt MRS | SRC-46 | Punjab MRS 1st Bi-Annual 2026 (Rawalpindi), 01-Jan-2026 — Ch.7 item 6, line 4 (Brickwork), p.46; labour rate (MRS gives no composite) 10,050.50 per 100Cft. as printed, converted to per Cft; valid 01-Jan-2026 to 30-Jun-2026 — edition lapsed, reconfirm before use | 1 | 100.505
MRS-C7-6-5 | Extra labour for brickwork, each floor above 4th (MRS item rate) | cft | 10.7605 |  |  | Lahore | 2026-01-01 | Govt MRS | SRC-46 | Punjab MRS 1st Bi-Annual 2026 (Rawalpindi), 01-Jan-2026 — Ch.7 item 6, line 5 (Brickwork), p.46; labour rate (MRS gives no composite) 1,076.05 per 100Cft. as printed, converted to per Cft; valid 01-Jan-2026 to 30-Jun-2026 — edition lapsed, reconfirm before use | 1 | 10.7605
MRS-C11-29-1 | Extra labour for plaster above 20 ft, each 10 ft (MRS item rate) | Sft | 6.5945 |  |  | Lahore | 2026-01-01 | Govt MRS | SRC-46 | Punjab MRS 1st Bi-Annual 2026 (Rawalpindi), 01-Jan-2026 — Ch.11 item 29, line 1 (Surface Rendering), p.70; labour rate (MRS gives no composite) 659.45 per 100 Sft. as printed, converted to per Sft; valid 01-Jan-2026 to 30-Jun-2026 — edition lapsed, reconfirm before use | 1 | 6.5945
MRS-C10-19-1 | Extra labour for flooring, each storey above ground (MRS item rate) | Sft | 12.181 |  |  | Lahore | 2026-01-01 | Govt MRS | SRC-46 | Punjab MRS 1st Bi-Annual 2026 (Rawalpindi), 01-Jan-2026 — Ch.10 item 19, line 1 (Flooring), p.61; labour rate (MRS gives no composite) 1,218.10 per 100 Sft as printed, converted to per Sft; valid 01-Jan-2026 to 30-Jun-2026 — edition lapsed, reconfirm before use | 1 | 12.181

## 07 EQUIPMENT RATE LIBRARY
07 · EQUIPMENT RATE LIBRARY (city-driven)
No dated hire rates found – all link to 16 RFQ.
Equip Code | Equipment | Unit | Base Rate PKR (selected city) | Status | Source ID | Basis / Note | Has Rate (1/0) | Lahore Rate PKR (input)
EQ-MIX | Concrete mixer 1-bag with operator & fuel | day | 3500 | ASSUMED | SRC-49 | ASSUMPTION — no dated source (2026-09-27, assumed on request): same as the dashboard P-MIXER assumption (1-bag mixer with fuel, per day). Replace with a quotation in 16 RFQ col H. | 1 | 3500
EQ-VIB | Needle vibrator with fuel | day | 227 | ASSUMED | SRC-30 | ASSUMED ownership cost: GRN vibrator engine Rs23,500 + shaft Rs10,500 (Phoenix RCP-113, Jan-2025) ÷ 150 working-day life; fuel & repairs excluded. Replace with hire rate. | 1 | 227
EQ-PUMP | Concrete pump (static/boom) incl. pipeline | cft | 28.32 | GRN verified | SRC-30 | Phoenix GRN RCP-259 – Strong Ready Mix mobile pump Rs1,000 per GRN batch unit (35.315 cft). | 1 | 28.32
EQ-BP | Batching plant production & transit mixer haul | cft | 45 | ASSUMED | SRC-49 | ASSUMPTION — no dated source (2026-09-27, assumed on request): batching plant + transit mixer per cft (Claude estimate for Lahore, Sep-2026). Replace with a quotation in 16 RFQ col H. | 1 | 45
EQ-PROP | Steel props / staging hire (per Sft of soffit per use) | Sft | 10 | ASSUMED | SRC-49 | ASSUMPTION — no dated source (2026-09-27, assumed on request): same as the dashboard PROPS assumption; web 2026 (civilconstructionguide.com, undated) gives 15–25 per Sft for complete steel shuttering hire. Replace with a quotation in 16 RFQ col H. | 1 | 10
EQ-TORCH | Gas torch & burner set | day | 800 | ASSUMED | SRC-49 | ASSUMPTION — no dated source (2026-09-27, assumed on request): gas torch & burner set per day (Claude estimate for Lahore, Sep-2026). Replace with a quotation in 16 RFQ col H. | 1 | 800
EQ-EXC | Excavator 20-ton class with operator & fuel | cft | 9.523 | Govt MRS | SRC-31 | Punjab MRS 2nd BA-2026 (Layyah) Ch.3 item 21(1)(b)(ii): excavation in foundation by excavator, ordinary soil, composite Rs11,147.40/1000 cft less refilling Rs1,624.15 = Rs9,523.25/1000 cft. | 1 | 9.523
EQ-COMP | Plate compactor with fuel | cft | 2.011 | Govt MRS | SRC-31 | Punjab MRS 2nd BA-2026 (Layyah) Ch.3 item 25(i): compaction with power road roller to 95–100% MDD, Rs2,011.25/1000 cft (machinery incl.). | 1 | 2.011
EQ-TRUCK | Dumper / tractor-trolley haulage within 5-mile lead | cft | 45 | ASSUMED | SRC-33 | Sajjad benchmark BM-CV-009 disposal of surplus earth off site per cft (undated). Debris benchmark BM-CV-005 is Rs55/cft. | 1 | 45
EQ-ROL | Vibratory roller with operator | cft | 2.011 | Govt MRS | SRC-31 | As EQ-COMP (MRS item 25(i)). | 1 | 2.011
EQ-SCAF | Steel scaffolding hire | Sft | 75 | ASSUMED | SRC-33 | Sajjad benchmark BM-CV-066 scaffolding on elevation all-in per Sft (undated). Scaffolder labour in PRE-GEN-001 set to nil. | 1 | 75
EQ-CRADLE | Cradle / BMU access for façade | Sft | 3.75 | ASSUMED | SRC-49 | ASSUMPTION — no dated source (2026-09-27, assumed on request): dashboard P-CRADLE assumption 2,500/day × 0.0015 day per Sft. Replace with a quotation in 16 RFQ col H. | 1 | 3.75
EQ-EXC-H | Excavation by excavator – hard soil (machine item rate) | cft | 11.164 | Govt MRS | SRC-31 | Punjab MRS 2nd BA-2026 (Layyah) Ch.3 item 21(1)(b)(iii): hard soil Rs12,788.20 less refill Rs1,624.15 per 1000 cft. | 1 | 11.164

## 08 LOCATION RATE LIBRARY
08 · LOCATION RATE LIBRARY
Lahore column links to the Lahore inputs. Other cities: labour from dated city bands; national/manufacturer lists copied; city-specific materials blank (blue) – enter dated local rates, never copy Lahore.
Resource Code | Description | Unit | Lahore | Islamabad | Rawalpindi | Karachi | Peshawar | Multan | Faisalabad | Gujranwala | Sialkot | Abbottabad | Quetta | Basis for non-Lahore cities
MAT-CEM-OPC | Cement OPC | bag | 1575 | 1575 | 1575 | 1575 | 1575 | 1575 | 1575 | 1575 | 1575 | 1575 | 1575 | National / manufacturer list price applied to all cities – confirm local freight
MAT-SND-LWP | Sand – Lawrencepur | cft | 240 | [10 empty] | City-specific – enter dated local rate
MAT-SND-CHN | Sand – Chenab | cft | 80 | [10 empty] | City-specific – enter dated local rate
MAT-SND-ZDP | Sand – Zinda Pir | cft | 70 | [10 empty] | City-specific – enter dated local rate
MAT-CRS-MGL | Crush – Margalla (all fractions) | cft | 180 | [10 empty] | City-specific – enter dated local rate
MAT-CRS-SGD | Crush – Sargodha (all fractions) | cft | 185 | [10 empty] | City-specific – enter dated local rate
MAT-ADM-SP | Admixture – superplasticizer | kg | 185 | [10 empty] | City-specific – enter dated local rate
MAT-WTR | Water for mixing & curing | litre | 0.686 | [10 empty] | City-specific – enter dated local rate
MAT-STL-G60 | Steel reinforcement Grade 60 | kg | 242 | 242 | 242 | 242 | 242 | 242 | 242 | 242 | 242 | 242 | 242 | National / manufacturer list price applied to all cities – confirm local freight
MAT-BWIRE | Binding wire | kg | 345 | [10 empty] | City-specific – enter dated local rate
MAT-BRK-A | Brick – A class (Awwal) | Nos | 17.5 | [10 empty] | City-specific – enter dated local rate
MAT-BLK-8H | Concrete block 8" hollow | Nos | 210 | 210 | 210 | 210 | [7 empty] | Hub price (SRC-09) for LHR/KHI/ISB/RWP; other cities +20–30% freight per source – enter
MAT-BLK-6H | Concrete block 6" hollow | Nos | 165 | 165 | 165 | 165 | [7 empty] | Hub price (SRC-09) for LHR/KHI/ISB/RWP; other cities +20–30% freight per source – enter
MAT-BLK-4S | Concrete block 4" solid | Nos | 140 | 140 | 140 | 140 | [7 empty] | Hub price (SRC-09) for LHR/KHI/ISB/RWP; other cities +20–30% freight per source – enter
MAT-PLY-18 | Shuttering plywood 3/4" 8'x4' | sheet | 5500 | 5500 | 5500 | 5500 | 5500 | 5500 | 5500 | 5500 | 5500 | 5500 | 5500 | National / manufacturer list price applied to all cities – confirm local freight
MAT-TIM-CHR | Timber – Chir (battens, bearers, yokes) | cft | 3680 | [10 empty] | City-specific – enter dated local rate
MAT-NAIL | Nails / tie wire for formwork | kg | 715 | [10 empty] | City-specific – enter dated local rate
MAT-SHOIL | Shuttering / release oil | litre | 400 | [10 empty] | City-specific – enter dated local rate
MAT-MEM-APP | APP modified bitumen membrane 4-thick (torch-on) | Sft | 98 | [10 empty] | City-specific – enter dated local rate
MAT-BIT-PRM | Bitumen primer | litre | 87.5 | [10 empty] | City-specific – enter dated local rate
MAT-BIT-HOT | Bitumen 80/100 (hot applied) | kg | 197.5 | [10 empty] | City-specific – enter dated local rate
MAT-LPG | LPG for torching | kg | 258.65 | [10 empty] | City-specific – enter dated local rate
MAT-CWP | Cementitious waterproofing (2-component) | Sft | 47 | [10 empty] | City-specific – enter dated local rate
MAT-TIL-POR | Porcelain tile 24"x24" local A-grade | Sft | 209 | 209 | 209 | 209 | 209 | 209 | 209 | 209 | 209 | 209 | 209 | National / manufacturer list price applied to all cities – confirm local freight
MAT-TIL-CER | Ceramic tile local (floor/wall) | Sft | 125 | 125 | 125 | 125 | 125 | 125 | 125 | 125 | 125 | 125 | 125 | National / manufacturer list price applied to all cities – confirm local freight
MAT-TADH | Tile adhesive 20 kg bag | bag | 650 | 650 | 650 | 650 | 650 | 650 | 650 | 650 | 650 | 650 | 650 | National / manufacturer list price applied to all cities – confirm local freight
MAT-GRT | Tile grout (cementitious) | kg | 300 | [10 empty] | City-specific – enter dated local rate
MAT-MBL-ZW | Marble Ziarat White 3/4" floor | Sft | 337.5 | [10 empty] | City-specific – enter dated local rate
MAT-MBL-TV | Marble Tavera 3/4" floor | Sft | 92.5 | [10 empty] | City-specific – enter dated local rate
MAT-GYP-12 | Gypsum board 1/2" standard 4'x8' | sheet | 3550 | [10 empty] | City-specific – enter dated local rate
MAT-GYP-MR | Gypsum board 1/2" moisture-resistant 4'x8' | sheet | 4600 | [10 empty] | City-specific – enter dated local rate
MAT-GI-MC | GI main channel | Rft | 60 | [10 empty] | City-specific – enter dated local rate
MAT-GI-FC | GI furring channel | Rft | 45 | [10 empty] | City-specific – enter dated local rate
MAT-GI-WA | GI wall angle | Rft | 35 | [10 empty] | City-specific – enter dated local rate
MAT-HGR | Hanger set (rod/wire, anchor, clip) | Nos | 217.76 | [10 empty] | City-specific – enter dated local rate
MAT-SCRW | Drywall screws | Nos | 2.5 | [10 empty] | City-specific – enter dated local rate
MAT-JTAPE | Joint tape | Rft | 3 | [10 empty] | City-specific – enter dated local rate
MAT-JCMP | Jointing compound | kg | 120 | [10 empty] | City-specific – enter dated local rate
MAT-PNT-PE | Plastic emulsion (interior) | gallon | 2850 | 2850 | 2850 | 2850 | 2850 | 2850 | 2850 | 2850 | 2850 | 2850 | 2850 | National / manufacturer list price applied to all cities – confirm local freight
MAT-PNT-WS | Weather shield (exterior acrylic) | gallon | 5987.8 | [10 empty] | City-specific – enter dated local rate
MAT-PNT-PRM | Wall sealer / primer | gallon | 1011.11 | [10 empty] | City-specific – enter dated local rate
MAT-PUTTY | Wall putty / filler | kg | 93.33 | [10 empty] | City-specific – enter dated local rate
MAT-PPR-075 | PPR PN-20 pipe 1/2" | Rft | 98.75 | 98.75 | 98.75 | 98.75 | 98.75 | 98.75 | 98.75 | 98.75 | 98.75 | 98.75 | 98.75 | National / manufacturer list price applied to all cities – confirm local freight
MAT-PPR-075-EL | PPR el 1/2" | Nos | 38 | 38 | 38 | 38 | 38 | 38 | 38 | 38 | 38 | 38 | 38 | National / manufacturer list price applied to all cities – confirm local freight
MAT-PPR-075-SO | PPR so 1/2" | Nos | 27 | 27 | 27 | 27 | 27 | 27 | 27 | 27 | 27 | 27 | 27 | National / manufacturer list price applied to all cities – confirm local freight
MAT-PPR-075-TE | PPR te 1/2" | Nos | 50 | 50 | 50 | 50 | 50 | 50 | 50 | 50 | 50 | 50 | 50 | National / manufacturer list price applied to all cities – confirm local freight
MAT-PPR-100 | PPR PN-20 pipe 3/4" | Rft | 145.38 | 145.38 | 145.38 | 145.38 | 145.38 | 145.38 | 145.38 | 145.38 | 145.38 | 145.38 | 145.38 | National / manufacturer list price applied to all cities – confirm local freight
MAT-PPR-100-EL | PPR el 3/4" | Nos | 54.5 | 54.5 | 54.5 | 54.5 | 54.5 | 54.5 | 54.5 | 54.5 | 54.5 | 54.5 | 54.5 | National / manufacturer list price applied to all cities – confirm local freight
MAT-PPR-100-SO | PPR so 3/4" | Nos | 38.5 | 38.5 | 38.5 | 38.5 | 38.5 | 38.5 | 38.5 | 38.5 | 38.5 | 38.5 | 38.5 | National / manufacturer list price applied to all cities – confirm local freight
MAT-PPR-100-TE | PPR te 3/4" | Nos | 71.5 | 71.5 | 71.5 | 71.5 | 71.5 | 71.5 | 71.5 | 71.5 | 71.5 | 71.5 | 71.5 | National / manufacturer list price applied to all cities – confirm local freight
MAT-PPR-125 | PPR PN-20 pipe 1" | Rft | 242.61 | 242.61 | 242.61 | 242.61 | 242.61 | 242.61 | 242.61 | 242.61 | 242.61 | 242.61 | 242.61 | National / manufacturer list price applied to all cities – confirm local freight
MAT-PPR-125-EL | PPR el 1" | Nos | 93 | 93 | 93 | 93 | 93 | 93 | 93 | 93 | 93 | 93 | 93 | National / manufacturer list price applied to all cities – confirm local freight
MAT-PPR-125-SO | PPR so 1" | Nos | 64.5 | 64.5 | 64.5 | 64.5 | 64.5 | 64.5 | 64.5 | 64.5 | 64.5 | 64.5 | 64.5 | National / manufacturer list price applied to all cities – confirm local freight
MAT-PPR-125-TE | PPR te 1" | Nos | 139 | 139 | 139 | 139 | 139 | 139 | 139 | 139 | 139 | 139 | 139 | National / manufacturer list price applied to all cities – confirm local freight
MAT-PPR-150 | PPR PN-20 pipe 1-1/4" | Rft | 366.96 | 366.96 | 366.96 | 366.96 | 366.96 | 366.96 | 366.96 | 366.96 | 366.96 | 366.96 | 366.96 | National / manufacturer list price applied to all cities – confirm local freight
MAT-PPR-150-EL | PPR el 1-1/4" | Nos | 160 | 160 | 160 | 160 | 160 | 160 | 160 | 160 | 160 | 160 | 160 | National / manufacturer list price applied to all cities – confirm local freight
MAT-PPR-150-SO | PPR so 1-1/4" | Nos | 111 | 111 | 111 | 111 | 111 | 111 | 111 | 111 | 111 | 111 | 111 | National / manufacturer list price applied to all cities – confirm local freight
MAT-PPR-150-TE | PPR te 1-1/4" | Nos | 203 | 203 | 203 | 203 | 203 | 203 | 203 | 203 | 203 | 203 | 203 | National / manufacturer list price applied to all cities – confirm local freight
MAT-PPR-175 | PPR PN-20 pipe 1-1/2" | Rft | 583.05 | 583.05 | 583.05 | 583.05 | 583.05 | 583.05 | 583.05 | 583.05 | 583.05 | 583.05 | 583.05 | National / manufacturer list price applied to all cities – confirm local freight
MAT-PPR-175-EL | PPR el 1-1/2" | Nos | 361 | 361 | 361 | 361 | 361 | 361 | 361 | 361 | 361 | 361 | 361 | National / manufacturer list price applied to all cities – confirm local freight
MAT-PPR-175-SO | PPR so 1-1/2" | Nos | 256 | 256 | 256 | 256 | 256 | 256 | 256 | 256 | 256 | 256 | 256 | National / manufacturer list price applied to all cities – confirm local freight
MAT-PPR-175-TE | PPR te 1-1/2" | Nos | 512 | 512 | 512 | 512 | 512 | 512 | 512 | 512 | 512 | 512 | 512 | National / manufacturer list price applied to all cities – confirm local freight
MAT-PPR-200 | PPR PN-20 pipe 2" | Rft | 957.63 | 957.63 | 957.63 | 957.63 | 957.63 | 957.63 | 957.63 | 957.63 | 957.63 | 957.63 | 957.63 | National / manufacturer list price applied to all cities – confirm local freight
MAT-PPR-200-EL | PPR el 2" | Nos | 695 | 695 | 695 | 695 | 695 | 695 | 695 | 695 | 695 | 695 | 695 | National / manufacturer list price applied to all cities – confirm local freight
MAT-PPR-200-SO | PPR so 2" | Nos | 422 | 422 | 422 | 422 | 422 | 422 | 422 | 422 | 422 | 422 | 422 | National / manufacturer list price applied to all cities – confirm local freight
MAT-PPR-200-TE | PPR te 2" | Nos | 825 | 825 | 825 | 825 | 825 | 825 | 825 | 825 | 825 | 825 | 825 | National / manufacturer list price applied to all cities – confirm local freight
MAT-SWV-200 | uPVC SWV pipe 2" | Rft | 160 | 160 | 160 | 160 | 160 | 160 | 160 | 160 | 160 | 160 | 160 | National / manufacturer list price applied to all cities – confirm local freight
MAT-SWV-300 | uPVC SWV pipe 3" | Rft | 304 | 304 | 304 | 304 | 304 | 304 | 304 | 304 | 304 | 304 | 304 | National / manufacturer list price applied to all cities – confirm local freight
MAT-SWV-400 | uPVC SWV pipe 4" | Rft | 497 | 497 | 497 | 497 | 497 | 497 | 497 | 497 | 497 | 497 | 497 | National / manufacturer list price applied to all cities – confirm local freight
MAT-SWV-400-EL | uPVC elbow 90° 4" | Nos | 655 | 655 | 655 | 655 | 655 | 655 | 655 | 655 | 655 | 655 | 655 | National / manufacturer list price applied to all cities – confirm local freight
MAT-SWV-400-TE | uPVC tee 4" | Nos | 910 | 910 | 910 | 910 | 910 | 910 | 910 | 910 | 910 | 910 | 910 | National / manufacturer list price applied to all cities – confirm local freight
MAT-SWV-FIT | uPVC fittings 2"/3" (avg per fitting) | Nos | 112.67 | 112.67 | 112.67 | 112.67 | 112.67 | 112.67 | 112.67 | 112.67 | 112.67 | 112.67 | 112.67 | National / manufacturer list price applied to all cities – confirm local freight
MAT-SOLV | Solvent cement | kg | 1700 | [10 empty] | City-specific – enter dated local rate
MAT-CLMP | Pipe clamp / hanger | Nos | 123.1 | [10 empty] | City-specific – enter dated local rate
MAT-CND-075 | uPVC conduit 3/4" | Rft | 44 | 44 | 44 | 44 | 44 | 44 | 44 | 44 | 44 | 44 | 44 | National / manufacturer list price applied to all cities – confirm local freight
MAT-CND-100 | uPVC conduit 1" | Rft | 60.4 | 60.4 | 60.4 | 60.4 | 60.4 | 60.4 | 60.4 | 60.4 | 60.4 | 60.4 | 60.4 | National / manufacturer list price applied to all cities – confirm local freight
MAT-CND-075-SO | Conduit socket 3/4" | Nos | 10.8 | 10.8 | 10.8 | 10.8 | 10.8 | 10.8 | 10.8 | 10.8 | 10.8 | 10.8 | 10.8 | National / manufacturer list price applied to all cities – confirm local freight
MAT-CND-075-BN | Conduit bend 3/4" | Nos | 35 | 35 | 35 | 35 | 35 | 35 | 35 | 35 | 35 | 35 | 35 | National / manufacturer list price applied to all cities – confirm local freight
MAT-CND-100-SO | Conduit socket 1" | Nos | 20 | 20 | 20 | 20 | 20 | 20 | 20 | 20 | 20 | 20 | 20 | National / manufacturer list price applied to all cities – confirm local freight
MAT-CND-100-BN | Conduit bend 1" | Nos | 47 | 47 | 47 | 47 | 47 | 47 | 47 | 47 | 47 | 47 | 47 | National / manufacturer list price applied to all cities – confirm local freight
MAT-BOX-SW | Wall switch box (small) | Nos | 120 | 120 | 120 | 120 | 120 | 120 | 120 | 120 | 120 | 120 | 120 | National / manufacturer list price applied to all cities – confirm local freight
MAT-BOX-SK | Wall socket box (large) | Nos | 185 | 185 | 185 | 185 | 185 | 185 | 185 | 185 | 185 | 185 | 185 | National / manufacturer list price applied to all cities – confirm local freight
MAT-BOX-LT | Light / ceiling box | Nos | 72 | 72 | 72 | 72 | 72 | 72 | 72 | 72 | 72 | 72 | 72 | National / manufacturer list price applied to all cities – confirm local freight
MAT-CBL-329 | Wire 3/.029 PVC single core | Rft | 25.56 | 25.56 | 25.56 | 25.56 | 25.56 | 25.56 | 25.56 | 25.56 | 25.56 | 25.56 | 25.56 | National / manufacturer list price applied to all cities – confirm local freight
MAT-CBL-729 | Wire 7/.029 PVC single core | Rft | 39.66 | 39.66 | 39.66 | 39.66 | 39.66 | 39.66 | 39.66 | 39.66 | 39.66 | 39.66 | 39.66 | National / manufacturer list price applied to all cities – confirm local freight
MAT-CBL-744 | Wire 7/.044 PVC single core | Rft | 63.19 | 63.19 | 63.19 | 63.19 | 63.19 | 63.19 | 63.19 | 63.19 | 63.19 | 63.19 | 63.19 | National / manufacturer list price applied to all cities – confirm local freight
MAT-SW | Switch 1-gang with plate | Nos | 336 | [10 empty] | City-specific – enter dated local rate
MAT-SKT | 15A switched socket with plate | Nos | 891 | [10 empty] | City-specific – enter dated local rate
MAT-CAT6 | Cat-6 UTP cable | Rft | 56.41 | [10 empty] | City-specific – enter dated local rate
MAT-FRC | Fire-rated alarm cable 2-core | Rft | 131 | [10 empty] | City-specific – enter dated local rate
MAT-SND-RAV | Sand – Ravi (fill) | cft | 52 | [10 empty] | City-specific – enter dated local rate
MAT-TUFF | Tuff tile (interlocking paver) grey | Sft | 150 | 150 | 150 | 150 | 150 | 150 | 150 | 150 | 150 | 150 | 150 | National / manufacturer list price applied to all cities – confirm local freight
MAT-ATC | Anti-termite chemical concentrate | litre | 1500 | [10 empty] | City-specific – enter dated local rate
MAT-SUBB | Granular subbase material | cft | 100 | [10 empty] | City-specific – enter dated local rate
MAT-ASPH | Asphalt wearing course 2" (supply & lay, vendor) | Sft | 142.31 | [10 empty] | City-specific – enter dated local rate
MAT-KERB | Precast kerb stone | Rft | 468.5 | [10 empty] | City-specific – enter dated local rate
MAT-MHC | Manhole cover & frame (RCC/cast iron) | Nos | 6089.85 | [10 empty] | City-specific – enter dated local rate
MAT-TURF | Grass turf | Sft | 9 | [10 empty] | City-specific – enter dated local rate
MAT-DOR-FL | Solid-core flush door leaf 1.75" | Sft | 568.55 | [10 empty] | City-specific – enter dated local rate
MAT-TIM-DEO | Timber – Deodar (frames) | cft | 10304.2 | [10 empty] | City-specific – enter dated local rate
MAT-HNG | Butt hinge 4" SS | Nos | 974.4 | [10 empty] | City-specific – enter dated local rate
MAT-LCK | Mortice lock set with lever handles | Nos | 2742 | [10 empty] | City-specific – enter dated local rate
MAT-DSTP | Door stopper | Nos | 900 | [10 empty] | City-specific – enter dated local rate
MAT-POL | Wood polish system (material) | Sft | 120 | [10 empty] | City-specific – enter dated local rate
MAT-FRD | Fire-rated steel door set 90 min, 3'x7' (vendor) | Nos | 59000 | [10 empty] | City-specific – enter dated local rate
MAT-ALW | Aluminium sliding window system (supply & fabricate) | Sft | 1400 | [10 empty] | City-specific – enter dated local rate
MAT-UPW | uPVC window system (supply & fabricate) | Sft | 2850 | [10 empty] | City-specific – enter dated local rate
MAT-SIL | Silicone sealant cartridge | Nos | 445 | [10 empty] | City-specific – enter dated local rate
MAT-MDF-18 | MDF / ply board 3/4" 4'x8' (carcass) | sheet | 11000 | [10 empty] | City-specific – enter dated local rate
MAT-CAB-HW | Cabinet hardware set per Rft | set | 546 | [10 empty] | City-specific – enter dated local rate
MAT-CW | Unitized curtain wall system (vendor supply & install) | Sft | 4500 | [10 empty] | City-specific – enter dated local rate
MAT-ACP | ACP panel PVDF | Sft | 500 | [10 empty] | City-specific – enter dated local rate
MAT-ALSF | Aluminium subframe sections | kg | 1300 | [10 empty] | City-specific – enter dated local rate
MAT-BRKT | Façade bracket with anchor | Nos | 350 | [10 empty] | City-specific – enter dated local rate
MAT-GRN | Granite 1.25" cladding slab | Sft | 1055.2 | [10 empty] | City-specific – enter dated local rate
MAT-SSANC | SS 316 cladding anchor set | Nos | 450 | [10 empty] | City-specific – enter dated local rate
MAT-FSTOP | Fire-stop / smoke seal at slab edge | Rft | 350 | [10 empty] | City-specific – enter dated local rate
MAT-WC | WC floor-mounted with cistern & seat | Nos | 29916 | [10 empty] | City-specific – enter dated local rate
MAT-WB | Wash basin with pedestal & mixer | Nos | 14384 | [10 empty] | City-specific – enter dated local rate
MAT-SANACC | Sanitary accessories (angle valves, connectors, waste) | set | 1980 | [10 empty] | City-specific – enter dated local rate
MAT-BSP-100 | Black steel pipe Sch-40 1" | Rft | 309.6 | [10 empty] | City-specific – enter dated local rate
MAT-BSP-200 | Black steel pipe Sch-40 2" | Rft | 651.92 | [10 empty] | City-specific – enter dated local rate
MAT-BSP-400 | Black steel pipe Sch-40 4" grooved | Rft | 1878.66 | [10 empty] | City-specific – enter dated local rate
MAT-FFFIT | FF fittings & couplings allowance | Rft | 0 | [10 empty] | City-specific – enter dated local rate
MAT-RDPNT | Red enamel / primer for FF pipe | Rft | 14.57 | [10 empty] | City-specific – enter dated local rate
MAT-SPK | Sprinkler head pendent 68°C | Nos | 1935 | [10 empty] | City-specific – enter dated local rate
MAT-HRC | Hose reel cabinet complete | Nos | 103085 | [10 empty] | City-specific – enter dated local rate
MAT-EPIT | Earth pit materials (copper rod/plate, GI pipe, compound) | set | 43731.2 | [10 empty] | City-specific – enter dated local rate
MAT-DB | Distribution board (populated) | Nos | 59777.62 | [10 empty] | City-specific – enter dated local rate
MAT-IPC | IP camera | Nos | 9200 | [10 empty] | City-specific – enter dated local rate
MAT-SMD | Addressable smoke detector with base | Nos | 7740 | [10 empty] | City-specific – enter dated local rate
MAT-GIS | GI sheet for ductwork (24–26 gauge) | kg | 345 | [10 empty] | City-specific – enter dated local rate
MAT-DINS | Duct insulation 1" with foil | Sft | 327.9 | [10 empty] | City-specific – enter dated local rate
MAT-DHNG | Duct hanger set | Nos | 217.76 | [10 empty] | City-specific – enter dated local rate
MAT-SAC | Split AC 1.5 ton inverter (indoor+outdoor) | Nos | 126000 | [10 empty] | City-specific – enter dated local rate
MAT-CUP | Copper refrigerant pipe pair insulated | Rft | 934.01 | [10 empty] | City-specific – enter dated local rate
MAT-LIFT | Passenger lift complete (vendor supply & install) | Nos | 8500000 | [10 empty] | City-specific – enter dated local rate
MAT-SSP | SS 304 handrail pipe 2" | Rft | 2920.45 | [10 empty] | City-specific – enter dated local rate
MAT-SSB | SS baluster / post | Nos | 0 | [10 empty] | City-specific – enter dated local rate
MAT-TGL | Toughened glass 1/2" | Sft | 1714.29 | [10 empty] | City-specific – enter dated local rate
MAT-SPIG | SS glass spigot / shoe | Nos | 0 | [10 empty] | City-specific – enter dated local rate
MAT-PPR-250 | PPR PN-20 pipe 2-1/2" | Rft | 1346.85 | 1346.85 | 1346.85 | 1346.85 | 1346.85 | 1346.85 | 1346.85 | 1346.85 | 1346.85 | 1346.85 | 1346.85 | National / manufacturer list price applied to all cities – confirm local freight
MAT-PPR-250-EL | PPR el 2-1/2" | Nos | 1341 | 1341 | 1341 | 1341 | 1341 | 1341 | 1341 | 1341 | 1341 | 1341 | 1341 | National / manufacturer list price applied to all cities – confirm local freight
MAT-PPR-250-SO | PPR so 2-1/2" | Nos | 506 | 506 | 506 | 506 | 506 | 506 | 506 | 506 | 506 | 506 | 506 | National / manufacturer list price applied to all cities – confirm local freight
MAT-PPR-250-TE | PPR te 2-1/2" | Nos | 1613 | 1613 | 1613 | 1613 | 1613 | 1613 | 1613 | 1613 | 1613 | 1613 | 1613 | National / manufacturer list price applied to all cities – confirm local freight
MAT-PPR-300 | PPR PN-20 pipe 3" | Rft | 1987.2 | 1987.2 | 1987.2 | 1987.2 | 1987.2 | 1987.2 | 1987.2 | 1987.2 | 1987.2 | 1987.2 | 1987.2 | National / manufacturer list price applied to all cities – confirm local freight
MAT-PPR-300-EL | PPR el 3" | Nos | 2333 | 2333 | 2333 | 2333 | 2333 | 2333 | 2333 | 2333 | 2333 | 2333 | 2333 | National / manufacturer list price applied to all cities – confirm local freight
MAT-PPR-300-SO | PPR so 3" | Nos | 1120 | 1120 | 1120 | 1120 | 1120 | 1120 | 1120 | 1120 | 1120 | 1120 | 1120 | National / manufacturer list price applied to all cities – confirm local freight
MAT-PPR-300-TE | PPR te 3" | Nos | 2718 | 2718 | 2718 | 2718 | 2718 | 2718 | 2718 | 2718 | 2718 | 2718 | 2718 | National / manufacturer list price applied to all cities – confirm local freight
MAT-PPR-400 | PPR PN-20 pipe 4" | Rft | 2837.55 | 2837.55 | 2837.55 | 2837.55 | 2837.55 | 2837.55 | 2837.55 | 2837.55 | 2837.55 | 2837.55 | 2837.55 | National / manufacturer list price applied to all cities – confirm local freight
MAT-PPR-400-EL | PPR el 4" | Nos | 4797 | 4797 | 4797 | 4797 | 4797 | 4797 | 4797 | 4797 | 4797 | 4797 | 4797 | National / manufacturer list price applied to all cities – confirm local freight
MAT-PPR-400-SO | PPR so 4" | Nos | 2266 | 2266 | 2266 | 2266 | 2266 | 2266 | 2266 | 2266 | 2266 | 2266 | 2266 | National / manufacturer list price applied to all cities – confirm local freight
MAT-PPR-400-TE | PPR te 4" | Nos | 4437 | 4437 | 4437 | 4437 | 4437 | 4437 | 4437 | 4437 | 4437 | 4437 | 4437 | National / manufacturer list price applied to all cities – confirm local freight
MAT-CND-050 | uPVC conduit 1/2" | Rft | 32.4 | 32.4 | 32.4 | 32.4 | 32.4 | 32.4 | 32.4 | 32.4 | 32.4 | 32.4 | 32.4 | National / manufacturer list price applied to all cities – confirm local freight
MAT-CND-050-SO | Conduit socket 1/2" | Nos | 11.7 | 11.7 | 11.7 | 11.7 | 11.7 | 11.7 | 11.7 | 11.7 | 11.7 | 11.7 | 11.7 | National / manufacturer list price applied to all cities – confirm local freight
MAT-CND-050-BN | Conduit bend 1/2" | Nos | 21.7 | 21.7 | 21.7 | 21.7 | 21.7 | 21.7 | 21.7 | 21.7 | 21.7 | 21.7 | 21.7 | National / manufacturer list price applied to all cities – confirm local freight
MAT-CND-125 | uPVC conduit 1-1/4" | Rft | 84.6 | 84.6 | 84.6 | 84.6 | 84.6 | 84.6 | 84.6 | 84.6 | 84.6 | 84.6 | 84.6 | National / manufacturer list price applied to all cities – confirm local freight
MAT-CND-125-SO | Conduit socket 1-1/4" | Nos | 57 | 57 | 57 | 57 | 57 | 57 | 57 | 57 | 57 | 57 | 57 | National / manufacturer list price applied to all cities – confirm local freight
MAT-CND-125-BN | Conduit bend 1-1/4" | Nos | 101 | 101 | 101 | 101 | 101 | 101 | 101 | 101 | 101 | 101 | 101 | National / manufacturer list price applied to all cities – confirm local freight
MAT-CND-150 | uPVC conduit 1-1/2" | Rft | 117 | 117 | 117 | 117 | 117 | 117 | 117 | 117 | 117 | 117 | 117 | National / manufacturer list price applied to all cities – confirm local freight
MAT-CND-150-SO | Conduit socket 1-1/2" | Nos | 77 | 77 | 77 | 77 | 77 | 77 | 77 | 77 | 77 | 77 | 77 | National / manufacturer list price applied to all cities – confirm local freight
MAT-CND-150-BN | Conduit bend 1-1/2" | Nos | 139 | 139 | 139 | 139 | 139 | 139 | 139 | 139 | 139 | 139 | 139 | National / manufacturer list price applied to all cities – confirm local freight
MAT-CND-200 | uPVC conduit 2" | Rft | 175.5 | 175.5 | 175.5 | 175.5 | 175.5 | 175.5 | 175.5 | 175.5 | 175.5 | 175.5 | 175.5 | National / manufacturer list price applied to all cities – confirm local freight
MAT-CND-200-SO | Conduit socket 2" | Nos | 108 | 108 | 108 | 108 | 108 | 108 | 108 | 108 | 108 | 108 | 108 | National / manufacturer list price applied to all cities – confirm local freight
MAT-CND-200-BN | Conduit bend 2" | Nos | 219 | 219 | 219 | 219 | 219 | 219 | 219 | 219 | 219 | 219 | 219 | National / manufacturer list price applied to all cities – confirm local freight
MAT-VNL | Vinyl / SPC plank flooring | Sft | 225 | 225 | 225 | 225 | 225 | 225 | 225 | 225 | 225 | 225 | 225 | National / manufacturer list price applied to all cities – confirm local freight
MAT-LAM | Laminate flooring | Sft | 350 | 350 | 350 | 350 | 350 | 350 | 350 | 350 | 350 | 350 | 350 | National / manufacturer list price applied to all cities – confirm local freight
MAT-VADH | Vinyl adhesive | kg | 700 | [10 empty] | City-specific – enter dated local rate
MAT-UNDL | Laminate underlay foam | Sft | 0 | [10 empty] | City-specific – enter dated local rate
MAT-EPX | Epoxy floor system (primer + body + top) | Sft | 200 | [10 empty] | City-specific – enter dated local rate
MAT-RMC-4000 | Ready-mix concrete 4000 PSI (delivered) | cft | 337.25 | [10 empty] | City-specific – enter dated local rate
MAT-RMC-4500 | Ready-mix concrete 4500 PSI (delivered) | cft | 331.31 | [10 empty] | City-specific – enter dated local rate
MAT-RMC-6500 | Ready-mix concrete 6500 PSI (delivered) | cft | 427.58 | [10 empty] | City-specific – enter dated local rate
MAT-RMC-LEAN | Ready-mix lean concrete (delivered) | cft | 270.03 | [10 empty] | City-specific – enter dated local rate
MAT-GYP-SYS12 | Gypsum ceiling system material – 12 thick board on concealed GI frame | Sft | 176.1 | [10 empty] | City-specific – enter dated local rate
MAT-GYP-SYSMR | Gypsum ceiling system material – MR board on concealed GI frame | Sft | 212.19 | [10 empty] | City-specific – enter dated local rate
LAB-MSN | Mason (raj mistri) | day | 2200 | 2700 | 2700 | 2500 | 1900 | 1800 | 2000 | 1800 | 1800 | 1900 | 1800 | Mason band per city (SRC-06, May-2026: KHI 2,200–2,800; ISB/RWP 2,400–3,000; FSD 1,800–2,200; PSH/KPK 1,700–2,100; others 1,600–2,000 – midpoints)
LAB-HLP | Helper / unskilled labour | day | 1538 | 1423 | 1538 | 1538 | 1538 | 1538 | 1538 | 1538 | 1538 | 1538 | 1423 | Provincial minimum wage ÷ 26 (SRC-29): Rs40,000 Punjab/Sindh/KP; Rs37,000 ISB/Balochistan
LAB-SFX | Steel fixer (bar bender) | day | 2450 | 2700 | 2700 | 2500 | 1900 | 1800 | 2000 | 1800 | 1800 | 1900 | 1800 | Mason band per city (SRC-06, May-2026: KHI 2,200–2,800; ISB/RWP 2,400–3,000; FSD 1,800–2,200; PSH/KPK 1,700–2,100; others 1,600–2,000 – midpoints)
LAB-PLS | Plasterer | day | 2150 | 2700 | 2700 | 2500 | 1900 | 1800 | 2000 | 1800 | 1800 | 1900 | 1800 | Mason band per city (SRC-06, May-2026: KHI 2,200–2,800; ISB/RWP 2,400–3,000; FSD 1,800–2,200; PSH/KPK 1,700–2,100; others 1,600–2,000 – midpoints)
LAB-CRP | Carpenter (shuttering) | day | 2400 | 2700 | 2700 | 2500 | 1900 | 1800 | 2000 | 1800 | 1800 | 1900 | 1800 | Mason band per city (SRC-06, May-2026: KHI 2,200–2,800; ISB/RWP 2,400–3,000; FSD 1,800–2,200; PSH/KPK 1,700–2,100; others 1,600–2,000 – midpoints)
LAB-WPA | Waterproofing applicator | day | 2200 | 2700 | 2700 | 2500 | 1900 | 1800 | 2000 | 1800 | 1800 | 1900 | 1800 | Mason band per city (SRC-06, May-2026: KHI 2,200–2,800; ISB/RWP 2,400–3,000; FSD 1,800–2,200; PSH/KPK 1,700–2,100; others 1,600–2,000 – midpoints)
LAB-TIL | Tile / marble fixer | day | 2500 | 2700 | 2700 | 2500 | 1900 | 1800 | 2000 | 1800 | 1800 | 1900 | 1800 | Mason band per city (SRC-06, May-2026: KHI 2,200–2,800; ISB/RWP 2,400–3,000; FSD 1,800–2,200; PSH/KPK 1,700–2,100; others 1,600–2,000 – midpoints)
LAB-PNT | Painter | day | 2100 | 2700 | 2700 | 2500 | 1900 | 1800 | 2000 | 1800 | 1800 | 1900 | 1800 | Mason band per city (SRC-06, May-2026: KHI 2,200–2,800; ISB/RWP 2,400–3,000; FSD 1,800–2,200; PSH/KPK 1,700–2,100; others 1,600–2,000 – midpoints)
LAB-CLG | Ceiling installer (drywall) | day | 2200 | [10 empty] | City-specific – enter dated local rate
LAB-SCF | Scaffolder | day | 2200 | [10 empty] | City-specific – enter dated local rate
LAB-PLB | Plumber | day | 2600 | [10 empty] | City-specific – enter dated local rate
LAB-ELC | Electrician | day | 2800 | [10 empty] | City-specific – enter dated local rate
LAB-GLZ | Glazier / window installer | day | 2200 | [10 empty] | City-specific – enter dated local rate
LAB-CLD | Cladding fixer | day | 2200 | [10 empty] | City-specific – enter dated local rate
LAB-PFT | Pipe fitter (fire) | day | 2600 | [10 empty] | City-specific – enter dated local rate
LAB-HVT | HVAC technician / duct fitter | day | 2800 | [10 empty] | City-specific – enter dated local rate
LAB-FAB | SS / MS fabricator | day | 2200 | [10 empty] | City-specific – enter dated local rate
EQ-MIX | Concrete mixer 1-bag with operator & fuel | day | 3500 | [10 empty] | City-specific – enter dated local rate
EQ-VIB | Needle vibrator with fuel | day | 227 | [10 empty] | City-specific – enter dated local rate
EQ-PUMP | Concrete pump (static/boom) incl. pipeline | cft | 28.32 | [10 empty] | City-specific – enter dated local rate
EQ-BP | Batching plant production & transit mixer haul | cft | 45 | [10 empty] | City-specific – enter dated local rate
EQ-PROP | Steel props / staging hire (per Sft of soffit per use) | Sft | 10 | [10 empty] | City-specific – enter dated local rate
EQ-TORCH | Gas torch & burner set | day | 800 | [10 empty] | City-specific – enter dated local rate
EQ-EXC | Excavator 20-ton class with operator & fuel | cft | 9.523 | [10 empty] | City-specific – enter dated local rate
EQ-COMP | Plate compactor with fuel | cft | 2.011 | [10 empty] | City-specific – enter dated local rate
EQ-TRUCK | Dumper / tractor-trolley haulage within 5-mile lead | cft | 45 | [10 empty] | City-specific – enter dated local rate
EQ-ROL | Vibratory roller with operator | cft | 2.011 | [10 empty] | City-specific – enter dated local rate
EQ-SCAF | Steel scaffolding hire | Sft | 75 | [10 empty] | City-specific – enter dated local rate
EQ-CRADLE | Cradle / BMU access for façade | Sft | 3.75 | [10 empty] | City-specific – enter dated local rate
EQ-EXC-H | Excavation by excavator – hard soil (machine item rate) | cft | 11.164 | [10 empty] | City-specific – enter dated local rate
MRS-C6-6-17 | Extra labour for RCC in 2nd and subsequent storeys (MRS item rate) | cft | 60.9 | [10 empty] | City-specific – enter dated local rate
MRS-C7-6-1 | Extra labour for brickwork in 1st floor (MRS item rate) | cft | 17.9345 | [10 empty] | City-specific – enter dated local rate
MRS-C7-6-2 | Extra labour for brickwork in 2nd floor (MRS item rate) | cft | 40.269 | [10 empty] | City-specific – enter dated local rate
MRS-C7-6-3 | Extra labour for brickwork in 3rd floor (MRS item rate) | cft | 62.603 | [10 empty] | City-specific – enter dated local rate
MRS-C7-6-4 | Extra labour for brickwork in 4th floor (MRS item rate) | cft | 100.505 | [10 empty] | City-specific – enter dated local rate
MRS-C7-6-5 | Extra labour for brickwork, each floor above 4th (MRS item rate) | cft | 10.7605 | [10 empty] | City-specific – enter dated local rate
MRS-C11-29-1 | Extra labour for plaster above 20 ft, each 10 ft (MRS item rate) | Sft | 6.5945 | [10 empty] | City-specific – enter dated local rate
MRS-C10-19-1 | Extra labour for flooring, each storey above ground (MRS item rate) | Sft | 12.181 | [10 empty] | City-specific – enter dated local rate
GRN-QUA-HDW-000614 | HDPE pipe 110 mm | Rft | 364 | [10 empty] | City-specific – enter dated local rate
GRN-QUA-MEP-001380 | HDPE elbow 90° 110 mm | Nos | 1763 | [10 empty] | City-specific – enter dated local rate
GRN-QUA-MEP-001381 | HDPE tee 110 mm | Nos | 2435 | [10 empty] | City-specific – enter dated local rate
GRN-QUA-MEP-000939 | MS landing valve 2½" flange type | Nos | 44179 | [10 empty] | City-specific – enter dated local rate
GRN-QUA-ARC-000002 | Signage board 3D acrylic letters 15 ft × 4.5 ft | Nos | 140063 | [10 empty] | City-specific – enter dated local rate
MAT-MOB | Mobilization & demobilization (contractor quote) | Job | 500000 | [10 empty] | City-specific – enter dated local rate
MAT-SITEOFF | Site office, stores & welfare establishment (contractor quote) | Job | 1500000 | [10 empty] | City-specific – enter dated local rate
MAT-TEMPSVC | Temporary water & electricity supply incl. running (per month) | Month | 150000 | [10 empty] | City-specific – enter dated local rate
MAT-CUBE | Concrete cylinder / cube test set incl. sampling & lab fee | Nos | 4500 | [10 empty] | City-specific – enter dated local rate
MAT-CLEAN | Final builder's clean (sub-contract rate) | Sft | 6 | [10 empty] | City-specific – enter dated local rate
MAT-GYP-SYSFR | Fire-rated gypsum ceiling system material (FR board on GI frame) | Sft | 224.91 | [10 empty] | City-specific – enter dated local rate
MAT-MCLG | Aluminium clip-in / lay-in metal ceiling 2'×2' with grid | Sft | 450 | [10 empty] | City-specific – enter dated local rate
MAT-ACCP | Access panel 2'×2' for gypsum ceiling, supplied & installed | Nos | 6500 | [10 empty] | City-specific – enter dated local rate
MAT-CPT | Carpet tiles 20"×20" with adhesive, supplied & installed | Sft | 350 | [10 empty] | City-specific – enter dated local rate
MAT-WPP | Vinyl wallpaper with adhesive, supplied & installed | Sft | 180 | [10 empty] | City-specific – enter dated local rate
MAT-ACPNL | Acoustic wall panel system, supplied & installed | Sft | 900 | [10 empty] | City-specific – enter dated local rate
MAT-GLDR | 12 mm toughened glass door 3'×7' with patch fittings & floor spring | Nos | 120000 | [10 empty] | City-specific – enter dated local rate
MAT-GRC | GRC façade panel with fixings, supplied & installed | Sft | 1200 | [10 empty] | City-specific – enter dated local rate
MAT-EIFS | EIFS insulated render system, supplied & applied | Sft | 650 | [10 empty] | City-specific – enter dated local rate
MAT-CNPY | Steel / glass entrance canopy, supplied & installed | Sft | 3500 | [10 empty] | City-specific – enter dated local rate
MAT-SKYL | Skylight – polycarbonate / glass on aluminium frame | Sft | 2500 | [10 empty] | City-specific – enter dated local rate
MAT-URN | Wall-hung urinal with flush valve & trap | Nos | 25000 | [10 empty] | City-specific – enter dated local rate
MAT-CPVC-100 | CPVC pipe ¾" SDR-11 with fittings | Rft | 180 | [10 empty] | City-specific – enter dated local rate
MAT-ACS | Access control door set (reader, maglock, exit button, controller) | Nos | 85000 | [10 empty] | City-specific – enter dated local rate
MAT-ESC | Escalator complete (vendor supply & install) | Nos | 22000000 | [10 empty] | City-specific – enter dated local rate
MAT-IRR | Drip / sprinkler irrigation system (vendor) | Sft | 80 | [10 empty] | City-specific – enter dated local rate
MAT-VRF | VRF system – outdoor + indoor units, piping & controls (vendor) | TR | 300000 | [10 empty] | City-specific – enter dated local rate
MAT-MDB | Main distribution board (panel builder quote) | Nos | 2000000 | [10 empty] | City-specific – enter dated local rate
MAT-FFFIT-100 | FF fittings & couplings allowance for 1" pipe | Rft | 149.54 | [10 empty] | City-specific – enter dated local rate
MAT-FFFIT-200 | FF fittings & couplings allowance for 2" pipe | Rft | 314.88 | [10 empty] | City-specific – enter dated local rate
MAT-FFFIT-400 | FF fittings & couplings allowance for 4" pipe | Rft | 907.39 | [10 empty] | City-specific – enter dated local rate

## 09 SOURCE REGISTER
09 · SOURCE REGISTER
Searched 2026-09-27 (Rev06) and reconciled with the dashboard 2026-09-27 (Rev07, SRC-39..48).
Source ID | Source | URL / Reference | Source Date | Location | What it states (paraphrased)
SRC-01 | Daily Ausaf – Steel & Cement Prices in Pakistan, 19-Sep-2026 | https://dailyausaf.com/en/business/steel-and-cement-prices-in-pakistan-19-september-2026/ | 2026-09-19 | Pakistan (national) | Cement 50 kg bag Rs1,350–1,550, average Rs1,390–1,450; steel Rs258–265/kg (article cites market update of 6-Aug-2026)
SRC-02 | Mapia.pk – Building Material Rates, Lahore tab | https://mapia.pk/material-rates | 2026-04-25 | Lahore | OPC brands Rs1,490–1,595/bag; Lawrencepur sand Rs305/cft; Chenab Rs95/cft; Ravi Rs85/cft; Margalla crush Rs330/cft; Sargodha bajri Rs190/cft; G60 steel Rs278–285/kg; A-class brick Rs21.0 each. HIGH OUTLIER vs other 2026 sources – treated as upper bound only.
SRC-03 | Elite Construction – Construction Material Rates in Pakistan 2026 (weekly) | https://eliteconstruction.com.pk/current-rate-of-construction-materials-in-pakistan/ | 2026-07-28 | Pakistan (north) | Margalla crush Rs140–155/cft; Sargodha crush Rs125–135/cft; Ravi Rs45–55; Chenab Rs75–85; Lawrencepur Rs180–200/cft; premium cement ~Rs1,400/bag
SRC-04 | Avenir Developments – House Construction in Lahore 2026 | https://avenirdevelopments.com/house-construction-in-lahore/ | 2026-08-21 | Lahore | Margalla crush Rs130–140/cft (premium to 170); Sargodha Rs120–130/cft; Chenab A Rs60–75/cft; cement Rs1,390–1,450/bag; steel Rs254,000–256,000/ton; bricks Rs14–18 each
SRC-05 | PriceInfo.pk – Sand Price in Pakistan June 2026 | https://priceinfo.pk/sand-price-in-pakistan/ | 2026-06-16 | Pakistan | Chenab A-grade Rs95–100/cft
SRC-06 | ConcretesMath – Labour Cost Calculator Pakistan 2026 | https://concretesmath.com/labor-cost-calculator/ | 2026-05-23 | Lahore | Mason (raj mistri) Lahore Rs2,000–2,400/day; plastering labour piece rate Rs28–38/Sft incl. helper
SRC-07 | LegalPK – Minimum Wage in Punjab 2026-27 | https://legalpk.com/blog-post/minimum-wage-punjab-pakistan | 2026-08 | Punjab | Unskilled adult minimum wage Rs40,000/month on 26 working days (statutory floor, not market rate)
SRC-08 | Lab mix design sheets supplied by user (8 images) – see 15 MIX DESIGN LIBRARY | User upload | 2024-03-08 / 2026-04-05 / undated | Various (Lahore, DHA Multan, J7 B-17) | Batch weights per lab batch; converted to per cft
SRC-09 | PriceInfo.pk – Cement Block Price in Pakistan 2026 | https://priceinfo.pk/cement-block-price/ | 2026-06-14 | Karachi/Lahore/Islamabad hubs | 16x8x8 Rs120–175; 16x6x8 Rs95–125; 12x4x8 Rs55–65 per block; notes most quotes are ex-factory, freight extra
SRC-10 | Icons.com.pk – Plywood Sheet Price Today (09-08-2026) | https://icons.com.pk/plywood-sheet-price-today | 2026-08-09 | Pakistan | 5/8"–3/4" 8x4 plywood Rs4,500–6,500 per sheet (general plywood, not specifically film-faced)
SRC-11 | Mapia.pk – Lahore timber (Saadaat Wood Traders) | https://mapia.pk/material-rates | 2025-02-10 | Lahore | Chir wood Rs2,700/cft – OLD (>12 months)
SRC-12 | Waterproofing.pk / Roof Power (membrane indications) | https://waterproofing.pk/bitumen-membrane-waterproofing-pakistan/ | 2024-04 to 2025-05 | Pakistan | Membrane indications conflict (Rs55–70 per ft vs Rs250–350/Sft for 4-thick membrane) and are >12 months old – NOT used; listed for reference only
SRC-13 | Nasir Tiles – Tiles Price in Pakistan 2026 | https://nasirtiles.com/tiles-price-in-pakistan/ | 2026-09 | Pakistan | Local ceramic & porcelain Rs90–350/Sft; imported Rs250–800/Sft (Sep-2026 indicative)
SRC-14 | Future Designz – Tiles Price in Pakistan 2026 | https://futuredesignz.com/tiles-price-in-pakistan/ | 2026-04-18 | Pakistan | Local ceramic and local porcelain quoted in metric units; converted here to ≈Rs125/Sft ceramic and ≈Rs209/Sft porcelain (÷10.764)
SRC-15 | PriceInfo.pk – Tile Bond Prices June 2026 | https://priceinfo.pk/tile-bond-prices-in-pakistan/ | 2026-06-17 | Pakistan | Bestway 20 kg Rs600–650; Metro 20 kg Rs720–780
SRC-16 | CheckPrice.pk – Tiles Price in Pakistan 2026 | https://checkprice.pk/tiles-price-in-pakistan/ | 2026-02-26 | Pakistan | 20 kg adhesive bag covers ~80–100 Sft
SRC-17 | K2 Stones – Marble Prices | https://k2stones.com/marble-prices/ | UNDATED | Pakistan | Ziarat White floor Rs320–360/Sft; Tavera Rs90–110/Sft; Sunny/Badal Grey from Rs65–90/Sft – page undated
SRC-18 | Elegant Design – False Ceiling Rates Rawalpindi & Islamabad 2026 | https://elegantdesignpk.com/false-ceiling-design-rates-rawalpindi-islamabad/ | 2026-09-22 | Rawalpindi/Islamabad | Plain gypsum board ceiling Rs220–350/Sft supply+fix (benchmark only)
SRC-19 | Sharif Sons – False Ceiling Cost Calculator | https://sharifsons1983.com/false-ceiling-cost-calculator/ | 2026-06-22 | Pakistan | False ceiling Rs250–400/Sft by type (benchmark only)
SRC-20 | Avenir – False Ceiling Area & Cost Calculator (consumption basis) | https://avenirdevelopments.com/calculators/false-ceiling-area-and-cost-calculator/ | 2025-11-27 | Pakistan | Main channel @4 ft, furring @2 ft, ~50 screws/board, jointing compound ≈0.042 kg/Sft (converted)
SRC-21 | Civil Construction Guide – Finishing Material Prices (search snippet) | https://civilconstructionguide.com/finishing-material-rates-in-pakistan/ | 2026-06-18 | Pakistan | Master Paints plastic emulsion Rs2,200–3,500/gallon (rates ±15%)
SRC-22 | Icons.com.pk – Paint Prices Today | https://icons.com.pk/paint-prices-today | 2026-07-19 | Pakistan | Basic interior emulsion from ~Rs850/litre; premium weather-shield/textured can exceed Rs6,000/litre (no pack price)
SRC-23 | Popular Pipes – PPR-100 Pipes & Fittings price list (effective 08-Sep-2026) | https://www.popularpipesgroup.com/wp-content/uploads/2026/09/ppr-100-pipes-and-fittings-updated-price-list-pprc-08-09-2026.pdf | 2026-09-08 | Lahore (manufacturer list) | Suggested consumer prices incl. sales tax. Pipe list prices per standard length unit converted to per Rft (÷3.281). Fitting column mapping read from PDF text – verify.
SRC-24 | Popular Pipes – uPVC Soil, Waste & Vent price list (effective 14-Sep-2026) | https://www.popularpipesgroup.com/wp-content/uploads/2026/09/soil-waste-and-vent-system-updated-price-list-1329-std-14-09-2026.pdf | 2026-09-14 | Lahore (manufacturer list) | Pipe price per ft and 4" fittings; PDF text extraction scrambled columns – pipe per-ft mapping to size must be verified
SRC-25 | Popular Pipes – uPVC Electric Conduit price list (effective 14-Sep-2026) | https://www.popularpipesgroup.com/wp-content/uploads/2026/09/u-pvc-electric-conduits-updated-price-list-conduit-14-09-2026.pdf | 2026-09-14 | Lahore (manufacturer list) | 3/4" conduit Rs44.00/ft; 1" Rs60.40/ft; sockets, bends, boxes each
SRC-26 | Fast Cables – Retail price list (effective 10-Jan-2026) | https://fast-cables.com/wp-content/uploads/2026/01/Fast-Cables-Price-List.pdf | 2026-01-10 | Lahore (manufacturer list) | BS-2004 imperial wiring cables per coil (295.3 ft) incl. GST; size-to-price mapping from PDF text – verify
SRC-27 | PriceIt.pk – Tuff Tile Price in Pakistan | https://priceit.pk/tuff-tile-price-in-pakistan/ | 2026-03-18 | Pakistan | Average Rs120–180/Sft; coloured Rs150–190/Sft
SRC-28 | Avenir Developments – Flooring Costs in Pakistan (2026) | https://avenirdevelopments.com/house-construction-cost/flooring-costs-in-pakistan/ | 2026-09 | Lahore | Vinyl material Rs100–350/Sft; laminate Rs200–500/Sft; epoxy quoted incl. application Rs250–600/Sft (benchmark)
SRC-29 | LegalPK – Minimum Wage Pakistan 2026 by Province | https://legalpk.com/blog-post/minimum-wage-pakistan-2026 | 2026-08 | All provinces | Unskilled Rs40,000/month Punjab, Sindh, KP; Rs37,000 Balochistan & Islamabad; 26 working days
SRC-30 | SAJ QSCOST dashboard – GRN Price Register (Quadrangle 3,138 + Phoenix 770 receipts, merged 23-Sep-2026) | https://sajjadsj44-max.github.io/zd-dashboards/zameen-developments/ | 2021-03 to 2026-09 | Lahore sites (Quadrangle, Phoenix) | Actual purchase rates as received (PO/GRN). GRN number, date and vendor in each note. Metric GRN units converted to cft/Rft/Sft.
SRC-31 | Punjab Finance Dept – MRS 2nd Bi-Annual 2026 (01-Jul to 31-Dec-2026), District Layyah | Google Drive: Punjab September Rate.pdf | 2026-07-01 | Layyah (Punjab) | Composite & labour item rates – current period; district factor vs Lahore not applied
SRC-32 | Punjab Finance Dept – MRS 1st Bi-Annual 2026 (01-Jan to 30-Jun-2026), District Rawalpindi | Google Drive: Punjab rates 385_20260110213957.pdf (also in dashboard) | 2026-01-01 | Rawalpindi (Punjab) | Composite item rates – period expired 30-Jun-2026
SRC-33 | SAJ QSCOST dashboard – civil gap review rates & Sajjad benchmark file (26-Sep-2026) | https://sajjadsj44-max.github.io/zd-dashboards/zameen-developments/ | 2025-10-11 / 2026-09-26 | Lahore | Web-researched dated rates (I) and Sajjad's own benchmark assumptions (A, undated)
SRC-34 | OGRA LPG notification September 2026 (ARY News / ProPakistani) | https://arynews.tv/ogra-increases-lpg-price-for-september | 2026-08-31 | Pakistan | LPG Rs258.65 per kg effective 01-Sep-2026
SRC-35 | KP Finance Dept – MRS-2025 1st Bi-Annual (Peshawar base) | https://www.finance.gkp.pk/article/market-rate-system-mrs-2025-ist-bi-annual | 2025-10-07 | Khyber Pakhtunkhwa | Reviewed; composite rates include 23.5% (tax, OH, profit) – not used for Lahore inputs
SRC-36 | Berger Paints official shop – Exterior (Punjab/KPK region) – VIP Weathercoat | https://shop.berger.com.pk/products/weathercoat-acrylic-exterior-finish | 2026-09-27 | Punjab | Rs1,645 per 1 L pack (also 4 L & 16 L); coverage ≈130–150 Sft per L per coat (converted from product page)
SRC-37 | ICONS – Marble Price in Pakistan Today 10-09-2026 | https://icons.com.pk/marble-price-in-pakistan | 2026-09-10 | Pakistan | Floor marble: Tavera 85–100, Ziarat White 330–345 per Sft
SRC-38 | ProPakistani – KWSC water tanker tariffs (1-Jul-2026) | https://propakistani.pk/2026/07/01/karachi-to-massively-increase-water-tanker-rates/amp/ | 2026-07-01 | Karachi | Commercial 1,000-gallon tanker Rs3,120 – Karachi proxy for Lahore
SRC-39 | SAJ QSCOST dashboard – CEM line: Lahore market price dashboard, 05-Sep-2026 | https://sajjadsj44-max.github.io/zd-dashboards/zameen-developments/ | 2026-09-05 | Lahore | OPC supplier band 1,520–1,605 per bag (Flying 1,520 · Gharibwal/Lucky 1,575 · Maple 1,605); web summary 27-Sep-2026 (icons.com.pk / hamariweb.com 04-Sep-2026) gives 1,500–1,610 – consistent
SRC-40 | Market rates supplied by Sajjad (QS), 04-Sep-2026 | Dashboard lines SAND-LP / CRSH-SG | 2026-09-04 | Lahore | Lawrencepur sand 240 per cft; Sargodha crush 1/2" & 3/8" 185 per cft, delivered
SRC-41 | SAJ QSCOST dashboard – CRSH-MG line (web search 23-Sep-2026, July-2026 market pages) | Dashboard line CRSH-MG | 2026-07-01 | Lahore | Margalla crush about 180 per cft; Lahore delivery may add 30–80. Rev06 midpoint 145 was below the 04-Sep-2026 Sargodha quote (185) although Margalla hauls further – 180 adopted
SRC-42 | Wooden Box Trading brick rates via Claude chat research (Part 1), 26-Sep-2026 | Dashboard lines BRK-1 / BRK-2 | 2026-09-26 | Lahore | A-class bricks Rs 16,000–19,000 per 1,000 ('last updated Sep 2026'); cross-check The M Square 23-Jan-2026
SRC-43 | Zarea Lahore quotation, 05-Sep-2026 | Dashboard lines BLK-S4 / BLK-H6 | 2026-09-05 | Lahore | Solid 4"x8"x12" 140 · hollow 6"x8"x16" 165 per block, MOQ 500, 1200–1500 psi, delivery extra
SRC-44 | PropertyDealer.pk bajri rate, 24-Sep-2026 | Dashboard line GRAVEL-SB | 2026-09-24 | Lahore | C-grade sub-base / road crush Rs 95–105 per cft
SRC-45 | Web search 23-Sep-2026 – Lahore painting cost guides | Dashboard line L-PAINT | 2026-09-23 | Lahore | Skilled painters 1,800–2,500 per day; mid 2,100
SRC-46 | Punjab MRS 1st Bi-Annual 2026 (Rawalpindi) – labour-only shares used as productivity benchmarks | Dashboard Punjab MRS register (Punjab rates 385_20260110213957.pdf) | 2026-01-01 | Rawalpindi (Punjab) | Labour share per unit printed beside each composite rate; period 01-Jan to 30-Jun-2026 (lapsed – reconfirm against the Lahore 2nd Bi-Annual 2026 edition when loaded)
SRC-47 | MAK Contractors & Associates – Mall-35 MEP installation contract rates (final bill IPC-09) | Dashboard MAK-* lines (MAK Final Bill Checking.xlsx) | 2023-09-25 | Lahore (Mall-35) | Installation-only rates incl. MAK margin and 7.5% income tax; BOQ rates dated 25-Sep-2023, Non-BOQ 31-May-2025. Divided by 1.18 to compare with direct labour
SRC-48 | SAJ QSCOST dashboard – GRN Price Register (latest receipt per item) | https://sajjadsj44-max.github.io/zd-dashboards/zameen-developments/ | 2021-03 to 2026-09 | Lahore sites | GRN number, date and vendor quoted in each resource note
SRC-49 | Rev07a assumptions register – blank rates assumed on request (Sajjad, 27-Sep-2026) | tools/ra_master_config.py ASSUMED / DASH_ASSUMED | 2026-09-27 | Lahore | No dated source: estimates or derivations stated per line. Replace each with a quotation (16 RFQ col H)

## 10 ASSUMPTIONS
10 · ASSUMPTIONS & GLOBAL INPUTS
Blue = editable input · Yellow = assumption · Red = no dated source. Change globals here – every analysis updates.
Name | Parameter | Value | Unit | Status | Basis / Note
OH_Site | Site / general overheads | 3% | % | House default | Part of house 8% OH split 3% site + 5% HO – confirm per project
OH_HO | Head-office / contractor overheads | 5% | % | House default | See above. Applied on direct cost – not compounded.
Profit | Contractor profit | 10% | % | House default | House default 10% on direct cost
Tax_On | Apply sales tax on services? (Yes/No) | No |  | Toggle | Taxes kept OUT of basic rates by default
Tax_Rate | Sales tax on construction services |  | % | NO SOURCE | Enter current PRA rate for Punjab services if Tax_On = Yes – not verified here
Batch_cft | cft per lab batch (lab sheets report per standard batch volume) | 35.315 | cft | Conversion | Exact conversion constant used to bring lab batch weights to per-cft
Bag_kg | Cement bag weight | 50 | kg | Standard | 50 kg bag
Bag_cft | Cement bag volume | 1.25 | cft | House standard | 50 kg bag = 1.25 cft (house rule)
Dens_Sand | Loose bulk density of sand (as purchased by cft) | 45 | kg/cft | ASSUMPTION | Converts lab kg to purchasable cft. Loose dry sand typically 41–47 kg/cft; bulking of moist sand lowers it – calibrate with site box test
Dens_Crush | Loose bulk density of crush (as purchased by cft) | 42.5 | kg/cft | ASSUMPTION | Typical 40–45 kg/cft – calibrate with site box test / weighbridge slip
DryF_Conc | Dry volume factor – concrete (nominal mixes) | 1.54 |  | House standard | House rule
DryF_Mortar | Dry volume factor – mortar / plaster | 1.3 |  | House standard | House rule
W_Cem | Wastage – cement | 2% | % | ASSUMPTION | Editable default
W_Agg | Wastage – sand & crush | 5% | % | House default | House 5% wet trades
W_Adm | Wastage – admixture | 2% | % | ASSUMPTION
W_Wtr | Wastage – water | 0% | %
W_Stl | Wastage – steel | 3% | % | House default | House 3% steel
W_Brk | Wastage – bricks | 5% | % | ASSUMPTION | Breakage & cutting
W_Blk | Wastage – blocks | 5% | % | ASSUMPTION | Breakage & cutting
W_Ply | Wastage – plywood (cutting) | 10% | % | ASSUMPTION
Reuse_Ply | Plywood uses per sheet | 6 | Nos | ASSUMPTION | Number of pours per plywood face – rate sensitive; confirm per project
Reuse_Tim | Timber uses | 10 | Nos | ASSUMPTION | Number of pours per timber batten/bearer
W_Tile | Wastage – tiles (cutting & breakage) | 7% | % | ASSUMPTION
W_Stone | Wastage – marble/stone | 7% | % | ASSUMPTION
W_Gyp | Wastage – gypsum board & frame | 10% | % | ASSUMPTION
W_Pnt | Wastage – paint & putty | 5% | % | ASSUMPTION
W_Pipe | Wastage – pipes & conduits | 5% | % | ASSUMPTION
W_Cbl | Wastage – cables | 3% | % | ASSUMPTION
W_RMC | Wastage – ready-mix concrete | 2% | % | ASSUMPTION
W_Mem | Membrane laps & wastage | 12% | % | ASSUMPTION | 10 cm (≈4") side/end laps + cutting
City | Rate location – select city (drives 05/06/07 Base Rate) | Lahore |  | Toggle | Lahore fully populated; other cities use city-specific or national-list rates only – unpriced resources show blank and items go INCOMPLETE
Other assumptions register
A-01 Material rates are delivered-to-site Lahore rates (source listings are dealer/delivered prices); no separate transport line added. Confirm per quote.
A-02 Coarse aggregate source for lab mixes offering Margalla/Sargodha/Sakhi Sarwar priced as Margalla (first listed & house standard). Change material code in 04 to reprice.
A-03 One rate per quarry used for all crush fractions (3/4", 1/2", 3/8", 1/4") – no fraction-wise dated price found.
A-04 Sand source not stated on ACI-211 sheet (Image 4) and J7 sheet (Image 7) – priced as Lawrencepur.
A-05 Lab kg converted to purchasable cft with loose bulk densities Dens_Sand / Dens_Crush – the largest single sensitivity in aggregate cost. Calibrate on site.
A-06 Concrete analyses are SUPPLY + PLACE + COMPACT + CURE, ground-floor base, EXCLUDING reinforcement, formwork, pumping premium per floor and batching-plant cost (EQ-PUMP / EQ-BP rows are present with blank rates – fill if applicable).
A-07 Labour productivities in 13 are checked against dated benchmarks (Punjab MRS 2026 labour share, MAK installation rate ÷ 1.18, SRC-06 piece rate). Rows with no benchmark (formwork, blockwork, cementitious WP) remain assumptions – see 13 col S.
A-08 Overheads and profit applied once each on direct cost – not compounded; tax excluded unless Tax_On = Yes.
A-09 Cells in RED have no dated source; the item's Rate Status shows INCOMPLETE until every red input is filled.
A-10 Location: select City in this sheet. Lahore fully populated. Other cities: labour from dated city bands (SRC-06, SRC-29); manufacturer/national price lists applied to all cities; city-specific materials (sand, crush, bricks, blocks outside hubs) blank until entered in 08.

## 11 UNIT CONVERSION
11 · UNIT CONVERSION
Imperial output only. Lab batch conversion used solely to read the lab sheets.
From | To | Factor | Note
inch | ft | 0.083333 | 6" = 0.500 ft; 4.5" = 0.375 ft; 9" = 0.750 ft
Sft | Sft (per 100) | 0.01 | Rate per 100 Sft
cft | cft (per 100) | 0.01
lab batch | cft | 35.315 | Lab sheets report weights per standard lab batch volume
kg per lab batch | kg per cft | 0.028317
ton | kg | 1000 | Metric tonne
bag cement | kg | 50
bag cement | cft | 1.25 | House standard
gallon (imp) | litre | 4.546
litre admixture | kg | 1.165 | SG per Image 1 (Sika 520BA); Imperial 540M SG 1.18 per Image 7
sutar | inch | 0.125 | Rebar dia only (permitted exception)
Rft | ft | 1 | Running foot

## 12 TRADE LIST
12 · TRADE LIST & CODING HIERARCHY
Status shows what is analysed in this issue vs. queued for next phases (needs dated sources/quotes first).
Code prefix | Trade | Sub-trades / items in scope | Items built | Status
PRE-GEN | Preliminaries / General | Mobilization, site establishment, temp water/power, hoarding, site office, safety, scaffolding, testing, mockups, surveying, cleaning, debris removal | 7 | Issued
CIV-EW | Earthwork / Site clearance | Clearance, excavation (ordinary/hard/rock, machine/manual), backfill, selected/granular fill, compaction, disposal, dewatering, anti-termite | 7 | Issued
CIV-CON | Concrete (PCC / RCC) | Lab mix-design concretes, nominal mixes, footings, rafts, columns, beams, slabs, shear walls, stairs, tanks | 24 | Issued
CIV-RFT | Reinforcement | Supply, cut, bend, fix per kg/ton | 2 | Issued
CIV-FWK | Formwork | Slab, beam, column, wall, stair, core, foundation, edge, parapet – steel & timber | 6 | Issued
CIV-MAS | Masonry / Blockwork | Brick 4.5"/9", block 4"/6"/8" hollow/solid, AAC, partitions, shaft walls | 11 | Issued
FIN-PLS | Plaster / Render / Screed | Internal/external plaster by thickness & ratio, roughcast, gypsum plaster, screeds, SLC | 5 | Issued
FIN-WPF | Waterproofing / Insulation | Bituminous, torch-on, liquid, cementitious, PU, basement, wet areas, XPS/EPS/rockwool | 3 | Issued
FIN-FLR | Flooring | Ceramic, porcelain, granite, marble, terrazzo, vinyl/SPC/LVT, carpet, epoxy, pavers, kerbs | 9 | Issued
FIN-WAL | Wall finishes | Tiles, stone, wallpaper, microcement, panels, HPL, acoustic | 4 | Issued
FIN-CLG | Ceilings | Gypsum (std/MR/FR) with full frame build-up, mineral fibre, metal, baffle, open-cell, bulkheads, access panels | 5 | Issued
FIN-PNT | Painting | Coat-by-coat: primer + putty + finish; emulsion, weather shield, texture, epoxy, PU, enamel | 2 | Issued
FIN-DOR | Doors | Flush, solid core, fire-rated, steel, aluminium, glass, veneer, laminated + ironmongery | 3 | Issued
FIN-WIN | Windows / Glazing | Aluminium, uPVC, curtain wall, toughened/laminated/DGU/Low-E, louvres, partitions | 2 | Issued
FIN-JNR | Joinery | Kitchens, wardrobes, vanities, counters, MDF/ply/HPL/veneer | 1 | Issued
FAC | Façade | Curtain wall, ACP, stone/granite cladding, GRC, EIFS, louvres, fins, canopies, skylights | 7 | Issued
EXT | External works | Roads, paving, kerbs, boundary walls, gates, drainage, manholes, landscaping, irrigation | 7 | Issued
PLB | Plumbing | PPR/CPVC/HDPE/GI supply, uPVC/HDPE drainage, fixtures, tanks, pumps, valves | 17 | Issued
FF | Fire fighting | Pipework by dia, sprinklers, hose reels, hydrants, landing valves, pumps | 6 | Issued
MEP-HVAC | HVAC / Mechanical | Split/VRF, AHU/FCU, chillers, ductwork per kg/Sft, dampers, diffusers, refrigerant piping | 4 | Issued
ELE | Electrical | Wiring, cables, conduits, accessories, DBs/MDB, breakers, lighting, earthing, gensets, trays | 14 | Issued
ELV | ELV / ICT / Security | Data, CCTV, access control, PA, SMATV, BMS, fibre | 2 | Issued
LS | Life safety | Fire alarm devices & panels, emergency lighting, extinguishers, fire stopping | 2 | Issued
LFT | Lifts | Vendor-priced only – not fabricated | 2 | Issued
MISC | Specialist / Misc. | Pools, signage, SS/MS/aluminium works, railings, balustrades, expansion joints | 3 | Issued

## 13 PRODUCTIVITY LIBRARY
13 · PRODUCTIVITY LIBRARY
Output per crew-day (gang). Labour / unit = (skilled nos × skilled rate + helper nos × helper rate) ÷ crew output. Rev07: each output checked against a dated benchmark (Punjab MRS 2026 labour share, MAK installation rate ÷ 1.18, SRC-06 Lahore piece rate); kept within ±35%, otherwise reset.
Prod Code | Activity | Unit | Crew Output / day | Skilled Nos | Helper Nos | Basis / Note | Skilled labour code | Output per skilled worker / day | Output per worker (whole crew) / day | Crew cost / day PKR | Labour cost / unit PKR | Benchmark (dated source) | Benchmark labour / unit PKR | Crew output implied by benchmark | Rev06 output | Rev06 labour / unit at Rev07 wages | Rev06 deviation vs benchmark | Rev07 status
PR-RCC | RCC placing & compacting – site-batched (mixer) | cft | 100 | 1 | 8 | Kept: 145.04/cft is within 3% of the MRS labour share. Crew: 1 skilled + 8 helper(s). | LAB-MSN | 100 | 11.1111 | 14504 | 145.04 | Punjab MRS 1st BA-2026 (Rawalpindi), 01-Jan-2026 Ch.6 item 5 labour share 140.26/cft (plain concrete placed, compacted, cured, site-mixed) | 140.263 | 103.4057 | 100 | 145.04 | 3.4% | Kept – within ±35% of benchmark
PR-PCC | PCC / lean concrete placing – site-batched | cft | 80 | 1 | 6 | Corrected 150 -> 80 cft/day: Rev06 labour 76.19/cft was 46% below MRS. Crew: 1 skilled + 6 helper(s). | LAB-MSN | 80 | 11.4286 | 11428 | 142.85 | Punjab MRS 1st BA-2026 (Rawalpindi), 01-Jan-2026 Ch.6 item 5(i) 1:4:8 labour share 140.26/cft | 140.263 | 81.4755 | 150 | 76.19 | -45.7% | Corrected to benchmark
PR-RFT | Rebar cut, bend & fix | kg | 360 | 1 | 1 | Corrected 250 -> 360 kg/day: Rev06 labour 15.95/kg was 45% above MRS. Crew: 1 skilled + 1 helper(s). | LAB-SFX | 360 | 180 | 3988 | 11.0778 | Punjab MRS 1st BA-2026 (Rawalpindi), 01-Jan-2026 Ch.6 item 12(b)(ii) Grade-60 labour share 11.03/kg (cut, bend, place, bind) | 11.031 | 361.5266 | 250 | 15.95 | 44.6% | Corrected to benchmark
PR-BRK | Brick masonry 9" and above – ground floor | cft | 50 | 1 | 1.5 | Corrected 80 -> 50 cft/day (≈675 bricks per mason-day): Rev06 labour 56.34/cft was 38% below MRS. Crew: 1 skilled + 1.5 helper(s). | LAB-MSN | 50 | 20 | 4507 | 90.14 | Punjab MRS 1st BA-2026 (Rawalpindi), 01-Jan-2026 Ch.7 item 5(i) labour share 90.57/cft (1:6, ground floor) | 90.566 | 49.7648 | 80 | 56.34 | -37.8% | Corrected to benchmark
PR-PLS | Cement plaster ⅜"–½" – walls | Sft | 100 | 1 | 1 | Kept: 36.88/Sft agrees with MRS and SRC-06. Crew: 1 skilled + 1 helper(s). | LAB-PLS | 100 | 50 | 3688 | 36.88 | Punjab MRS 1st BA-2026 (Rawalpindi), 01-Jan-2026 Ch.11 item 9(b) ½" 1:4 labour share 36.20/Sft; SRC-06 Lahore piece rate 28–38/Sft | 36.2 | 101.8785 | 100 | 36.88 | 1.9% | Kept – within ±35% of benchmark
PR-FWS | Formwork – slab soffit (fix + strip) | Sft | 150 | 1 | 1 | ASSUMPTION — confirm by site time study. Dashboard FW-320 uses 55 Sft/day (also unsourced). Crew: 1 skilled + 1 helper(s). | LAB-CRP | 150 | 75 | 3938 | 26.2533 | No dated benchmark |  | — | 150 | 26.25 |  | ASSUMPTION – no dated benchmark, confirm by site time study
PR-FWB | Formwork – beam sides & soffit | Sft | 100 | 1 | 1 | ASSUMPTION — confirm by site time study. Crew: 1 skilled + 1 helper(s). | LAB-CRP | 100 | 50 | 3938 | 39.38 | No dated benchmark |  | — | 100 | 39.38 |  | ASSUMPTION – no dated benchmark, confirm by site time study
PR-FWC | Formwork – columns | Sft | 120 | 1 | 1 | ASSUMPTION — confirm by site time study. Crew: 1 skilled + 1 helper(s). | LAB-CRP | 120 | 60 | 3938 | 32.8167 | No dated benchmark |  | — | 120 | 32.82 |  | ASSUMPTION – no dated benchmark, confirm by site time study
PR-FWW | Formwork – walls / shear walls / lift core | Sft | 130 | 1 | 1 | ASSUMPTION — confirm by site time study. Crew: 1 skilled + 1 helper(s). | LAB-CRP | 130 | 65 | 3938 | 30.2923 | No dated benchmark |  | — | 130 | 30.29 |  | ASSUMPTION – no dated benchmark, confirm by site time study
PR-BLK8 | Block masonry 8" | Sft | 100 | 1 | 1 | ASSUMPTION — confirm. Dashboard BLK-* generator uses 50 Sft/day (also unsourced). Crew: 1 skilled + 1 helper(s). | LAB-MSN | 100 | 50 | 3738 | 37.38 | No dated benchmark (MRS has no block item) |  | — | 100 | 37.38 |  | ASSUMPTION – no dated benchmark, confirm by site time study
PR-BLK6 | Block masonry 6" | Sft | 120 | 1 | 1 | ASSUMPTION — confirm. Crew: 1 skilled + 1 helper(s). | LAB-MSN | 120 | 60 | 3738 | 31.15 | No dated benchmark |  | — | 120 | 31.15 |  | ASSUMPTION – no dated benchmark, confirm by site time study
PR-BLK4 | Block masonry 4" | Sft | 150 | 1 | 1 | ASSUMPTION — confirm. Crew: 1 skilled + 1 helper(s). | LAB-MSN | 150 | 75 | 3738 | 24.92 | No dated benchmark |  | — | 150 | 24.92 |  | ASSUMPTION – no dated benchmark, confirm by site time study
PR-BRK45 | Brick masonry 4½" | Sft | 120 | 1 | 1 | Kept: 31.15/Sft within 8% of the MRS-derived rate. Crew: 1 skilled + 1 helper(s). | LAB-MSN | 120 | 60 | 3738 | 31.15 | Punjab MRS 1st BA-2026 (Rawalpindi), 01-Jan-2026 Ch.7 item 5 90.57/cft × 0.375 ft = 33.96/Sft | 33.962 | 110.0642 | 120 | 31.15 | -8.3% | Kept – within ±35% of benchmark
PR-SCR | Floor/roof screed 1½" | Sft | 95 | 1 | 2 | Corrected 250 -> 95 Sft/day: Rev06 21.10/Sft was 63% below MRS. MRS topping includes panel finishing; screed under tiles may be faster — confirm by time study. Crew: 1 skilled + 2 helper(s). | LAB-MSN | 95 | 31.6667 | 5276 | 55.5368 | Punjab MRS 1st BA-2026 (Rawalpindi), 01-Jan-2026 Ch.10 item 16(c) 1½" floor topping labour share 56.39/Sft | 56.391 | 93.561 | 250 | 21.1 | -62.6% | Corrected to benchmark
PR-WPM | Torch-on membrane incl. primer | Sft | 180 | 1 | 1 | Corrected 400 -> 180 Sft/day: Rev06 9.35/Sft was 54% below MRS. Crew: 1 skilled + 1 helper(s). | LAB-WPA | 180 | 90 | 3738 | 20.7667 | Punjab MRS 1st BA-2026 (Rawalpindi), 01-Jan-2026 Ch.9 item 46(a)(ii) 4 mm torch-on labour share 20.45/Sft | 20.45 | 182.7873 | 400 | 9.35 | -54.3% | Corrected to benchmark
PR-WPC | Cementitious waterproofing 2 coats | Sft | 300 | 1 | 1 | ASSUMPTION — confirm. Dashboard CV-048 / WP-410 use 200 Sft/day (also unsourced). Crew: 1 skilled + 1 helper(s). | LAB-WPA | 300 | 150 | 3738 | 12.46 | No dated benchmark |  | — | 300 | 12.46 |  | ASSUMPTION – no dated benchmark, confirm by site time study
PR-DPC | DPC 1.5" concrete + bitumen coats | Sft | 125 | 1 | 2 | Corrected 200 -> 125 Sft/day: Rev06 26.38/Sft was 37% below MRS. Crew: 1 skilled + 2 helper(s). | LAB-MSN | 125 | 41.6667 | 5276 | 42.208 | Punjab MRS 1st BA-2026 (Rawalpindi), 01-Jan-2026 Ch.6 item 37(b)(i) labour share 41.94/Sft | 41.941 | 125.7958 | 200 | 26.38 | -37.1% | Corrected to benchmark
PR-TLF | Floor tiling on adhesive | Sft | 120 | 1 | 1 | Kept: 33.65/Sft sits inside the Lahore market piece-rate band. Crew: 1 skilled + 1 helper(s). | LAB-TIL | 120 | 60 | 4038 | 33.65 | SRC-06 ConcretesMath Lahore tiling piece rate 30–55/Sft (23-May-2026); MRS Ch.10 item 23/36 prints 80.35/Sft (government schedule, on 1:2 mortar bed) | 42.5 | 95.0118 | 120 | 33.65 | -20.8% | Kept – within ±35% of benchmark
PR-TLW | Wall tiling on adhesive | Sft | 100 | 1 | 1 | Kept: 40.38/Sft inside the band. Crew: 1 skilled + 1 helper(s). | LAB-TIL | 100 | 50 | 4038 | 40.38 | SRC-06 30–55/Sft (as PR-TLF) | 42.5 | 95.0118 | 100 | 40.38 | -5% | Kept – within ±35% of benchmark
PR-MBL | Marble flooring in mortar bed | Sft | 80 | 1 | 1 | Kept: 50.48/Sft inside the band; grinding/polishing excluded. Crew: 1 skilled + 1 helper(s). | LAB-TIL | 80 | 40 | 4038 | 50.475 | SRC-06 30–55/Sft (tiling band) | 42.5 | 95.0118 | 80 | 50.48 | 18.8% | Kept – within ±35% of benchmark
PR-CLG | Gypsum ceiling – frame, board, tape & joint | Sft | 150 | 2 | 1 | Kept: 39.59/Sft within 12% of MRS. Crew: 2 skilled + 1 helper(s). | LAB-CLG | 75 | 50 | 5938 | 39.5867 | Punjab MRS 1st BA-2026 (Rawalpindi), 01-Jan-2026 Ch.9 item 49(ii) labour share 45.20/Sft | 45.2 | 131.3717 | 150 | 39.59 | -12.4% | Kept – within ±35% of benchmark
PR-PNT | Internal paint system (primer + 2 putty + 2 finish) | Sft | 150 | 1 | 0.5 | Kept: 19.13/Sft within 11% of MRS. Crew: 1 skilled + 0.5 helper(s). | LAB-PNT | 150 | 100 | 2869 | 19.1267 | Punjab MRS 1st BA-2026 (Rawalpindi), 01-Jan-2026 Ch.13 items 31(a)+31(b) emulsion 7.94 + 6.09 + 2 × item 46 putty 3.74 = 21.51/Sft; SRC-06 painting 12–22/Sft | 21.51 | 133.3798 | 150 | 19.13 | -11.1% | Kept – within ±35% of benchmark
PR-PNX | External weather-shield system (primer + 2 finish) | Sft | 70 | 1 | 0.5 | Corrected 200 -> 70 Sft/day: Rev06 14.35/Sft was 65% below MRS. Access (cradle/scaffold) still measured separately. Crew: 1 skilled + 0.5 helper(s). | LAB-PNT | 70 | 46.6667 | 2869 | 40.9857 | Punjab MRS 1st BA-2026 (Rawalpindi), 01-Jan-2026 Ch.13 item 33(a) new surface 1st coat 26.80 + 2nd coat 14.72 = 41.52/Sft (incl. primer, prep) | 41.522 | 69.0959 | 200 | 14.35 | -65.5% | Corrected to benchmark
PR-RMC | Ready-mix concrete – pumped placing, compacting & curing | cft | 155 | 1 | 8 | New: CIV-CON-020..023 used the site-mix crew (145.04/cft, 55% above MRS). Dashboard RCC-RMC-* uses the same MRS basis. Crew: 1 skilled + 8 helper(s). | LAB-MSN | 155 | 17.2222 | 14504 | 93.5742 | Punjab MRS 1st BA-2026 (Rawalpindi), 01-Jan-2026 Ch.6 item 9(c) plant-batched RCC placing labour share 93.70/cft | 93.7 | 154.7919 | 100 | 145.04 | 54.8% | Corrected to benchmark
PR-BRKF | Brick masonry in foundation & plinth | cft | 55 | 1 | 1.5 | New for CIV-MAS-006. Crew: 1 skilled + 1.5 helper(s). | LAB-MSN | 55 | 22 | 4507 | 81.9455 | Punjab MRS 1st BA-2026 (Rawalpindi), 01-Jan-2026 Ch.7 item 4(i) foundation 1:6 labour share 80.28/cft | 80.279 | 56.1417 | 80 | 56.34 | -29.8% | Aligned to benchmark (Rev06 was within ±35%)
PR-PLS75 | Cement plaster ¾" – walls (int./ext.) | Sft | 80 | 1 | 1 | New: ¾" plaster (FIN-PLS-002/003) used the ½" output; MRS prints 26% more labour. Crew: 1 skilled + 1 helper(s). | LAB-PLS | 80 | 40 | 3688 | 46.1 | Punjab MRS 1st BA-2026 (Rawalpindi), 01-Jan-2026 Ch.11 item 9(c) ¾" labour share 45.54/Sft | 45.54 | 80.9838 | 100 | 36.88 | -19% | Aligned to benchmark (Rev06 was within ±35%)
PR-PLSC | Cement plaster ⅜" – ceilings / soffits | Sft | 90 | 1 | 1 | New for FIN-PLS-004. Crew: 1 skilled + 1 helper(s). | LAB-PLS | 90 | 45 | 3688 | 40.9778 | Punjab MRS 1st BA-2026 (Rawalpindi), 01-Jan-2026 Ch.11 item 12 soffit ⅜" labour share 41.48/Sft | 41.48 | 88.9103 | 100 | 36.88 | -11.1% | Aligned to benchmark (Rev06 was within ±35%)
PR-SCR1 | Floor screed 1" | Sft | 115 | 1 | 2 | New for FIN-SCR-004. Crew: 1 skilled + 2 helper(s). | LAB-MSN | 115 | 38.3333 | 5276 | 45.8783 | Punjab MRS 1st BA-2026 (Rawalpindi), 01-Jan-2026 Ch.10 item 16(a) 1" topping 45.21/Sft | 45.21 | 116.6998 | 250 | 21.1 | -53.3% | Corrected to benchmark
PR-SCR2 | Floor screed 2" | Sft | 80 | 1 | 2 | New for FIN-SCR-002. Crew: 1 skilled + 2 helper(s). | LAB-MSN | 80 | 26.6667 | 5276 | 65.95 | Punjab MRS 1st BA-2026 (Rawalpindi), 01-Jan-2026 Ch.10 item 16(e) 2" topping 67.57/Sft | 67.571 | 78.0808 | 250 | 21.1 | -68.8% | Corrected to benchmark
PR-SCR3 | Floor screed 3" | Sft | 65 | 1 | 2 | New for FIN-SCR-003. Crew: 1 skilled + 2 helper(s). | LAB-MSN | 65 | 21.6667 | 5276 | 81.1692 | Punjab MRS 1st BA-2026 (Rawalpindi), 01-Jan-2026 Ch.10 item 16(i) 3" topping 78.75/Sft | 78.751 | 66.996 | 250 | 21.1 | -73.2% | Corrected to benchmark
PR-BKF | Backfilling in 6" layers, watered (plate compactor separate) | cft | 375 | 0 | 2 | New: CIV-EW-004 used 2 helpers/200 cft (15.38/cft, 89% above MRS). Crew: 0 skilled + 2 helper(s). | LAB-HLP | — | 187.5 | 3076 | 8.2027 | Punjab MRS 1st BA-2026 (Rawalpindi), 01-Jan-2026 Ch.3 item 15(i) filling, watering and ramming earth under floors 8.16/cft | 8.155 | 377.1919 | 200 | 15.38 | 88.6% | Corrected to benchmark
PR-SNF | Sand filling under floors in 6" layers | cft | 450 | 0 | 2 | New: CIV-EW-005 used 2 helpers/200 cft (15.38/cft). Crew: 0 skilled + 2 helper(s). | LAB-HLP | — | 225 | 3076 | 6.8356 | Punjab MRS 1st BA-2026 (Rawalpindi), 01-Jan-2026 Ch.10 item 3 supplying and filling sand under floor labour share 6.77/cft | 6.767 | 454.5589 | 200 | 15.38 | 127.3% | Corrected to benchmark
PR-PPR-S | PPR pipe ½"–1" with fittings, clamps, testing | Rft | 45 | 1 | 1 | New: Rev06 80 Rft/day was 42% below MAK. Crew: 1 skilled + 1 helper(s). | LAB-PLB | 45 | 22.5 | 4138 | 91.9556 | MAK Mall-35 install rate, 25-Sep-2023 MP-201A PPR 25 mm 105.49/Rft ÷ 1.18 | 89.4 | 46.2864 | 80 | 51.73 | -42.1% | Corrected to benchmark
PR-PPR-M | PPR pipe 1¼"–2" | Rft | 35 | 1 | 1 | New: Rev06 50 Rft/day was 31–42% below MAK. Crew: 1 skilled + 1 helper(s). | LAB-PLB | 35 | 17.5 | 4138 | 118.2286 | MAK Mall-35 install rate, 25-Sep-2023 MP-201D PPR 50 mm 141.86/Rft ÷ 1.18 | 120.22 | 34.4202 | 50 | 82.76 | -31.2% | Aligned to benchmark (Rev06 was within ±35%)
PR-PPR-250 | PPR pipe 2½" | Rft | 25 | 1 | 1 | New. Crew: 1 skilled + 1 helper(s). | LAB-PLB | 25 | 12.5 | 4138 | 165.52 | MAK Mall-35 install rate, 25-Sep-2023 MP-201F PPR 75 mm 189.15/Rft ÷ 1.18 | 160.3 | 25.8141 | 50 | 82.76 | -48.4% | Corrected to benchmark
PR-PPR-300 | PPR pipe 3" | Rft | 20 | 1 | 1 | New. Crew: 1 skilled + 1 helper(s). | LAB-PLB | 20 | 10 | 4138 | 206.9 | MAK Mall-35 install rate, 25-Sep-2023 MP-201G PPR 90 mm 238.09/Rft ÷ 1.18 | 201.77 | 20.5085 | 50 | 82.76 | -59% | Corrected to benchmark
PR-PPR-400 | PPR / HDPE pipe 4" (110 mm) | Rft | 17 | 1 | 1 | New. Crew: 1 skilled + 1 helper(s). | LAB-PLB | 17 | 8.5 | 4138 | 243.4118 | MAK Mall-35 install rate, 25-Sep-2023 MP-201H PPR 110 mm 291.00/Rft ÷ 1.18 | 246.61 | 16.7795 | 50 | 82.76 | -66.4% | Corrected to benchmark
PR-SWV2 | uPVC SWV pipe 2" | Rft | 35 | 1 | 1 | New: Rev06 60 Rft/day was 40% below MAK. Crew: 1 skilled + 1 helper(s). | LAB-PLB | 35 | 17.5 | 4138 | 118.2286 | MAK Mall-35 install rate, 25-Sep-2023 MP-301A uPVC 2" 134.59/Rft ÷ 1.18 | 114.06 | 36.2792 | 60 | 68.97 | -39.5% | Corrected to benchmark
PR-SWV3 | uPVC SWV pipe 3" | Rft | 16 | 1 | 1 | New. Crew: 1 skilled + 1 helper(s). | LAB-PLB | 16 | 8 | 4138 | 258.625 | MAK Mall-35 install rate, 25-Sep-2023 MP-301B uPVC 3" 301.91/Rft ÷ 1.18 | 255.86 | 16.1729 | 60 | 68.97 | -73% | Corrected to benchmark
PR-SWV4 | uPVC SWV pipe 4" | Rft | 15 | 1 | 1 | New. Crew: 1 skilled + 1 helper(s). | LAB-PLB | 15 | 7.5 | 4138 | 275.8667 | MAK Mall-35 install rate, 25-Sep-2023 MP-301C uPVC 4" 327.38/Rft ÷ 1.18 | 277.44 | 14.9149 | 60 | 68.97 | -75.1% | Corrected to benchmark
PR-FFP1 | MS Sch-40 fire pipe 1" | Rft | 23 | 1 | 1 | New: Rev06 40 Rft/day was 42% below MAK. Crew: 1 skilled + 1 helper(s). | LAB-PFT | 23 | 11.5 | 4138 | 179.913 | MAK Mall-35 install rate, 25-Sep-2023 MF-401A MS 1" 210.98/Rft ÷ 1.18 | 178.79 | 23.1445 | 40 | 103.45 | -42.1% | Corrected to benchmark
PR-FFP2 | MS Sch-40 fire pipe 2" | Rft | 14 | 1 | 1 | New. Crew: 1 skilled + 1 helper(s). | LAB-PFT | 14 | 7 | 4138 | 295.5714 | MAK Mall-35 install rate, 25-Sep-2023 MF-401D MS 2" 349.20/Rft ÷ 1.18 | 295.93 | 13.983 | 40 | 103.45 | -65% | Corrected to benchmark
PR-FFP4 | MS Sch-40 fire pipe 4" grooved | Rft | 7.5 | 1 | 1 | New. Crew: 1 skilled + 1 helper(s). | LAB-PFT | 7.5 | 3.75 | 4138 | 551.7333 | MAK Mall-35 install rate, 25-Sep-2023 MF-401G MS 4" 647.48/Rft ÷ 1.18 | 548.71 | 7.5413 | 40 | 103.45 | -81.1% | Corrected to benchmark
PR-SPK | Sprinkler head with drop | Nos | 5.8 | 1 | 1 | New: Rev06 10 heads/day was 42% below MAK. Crew: 1 skilled + 1 helper(s). | LAB-PFT | 5.8 | 2.9 | 4138 | 713.4483 | MAK Mall-35 install rate, 25-Sep-2023 MF-404A sprinkler 836.63 ÷ 1.18 | 709 | 5.8364 | 10 | 413.8 | -41.6% | Corrected to benchmark
PR-WC | WC suite fixing & connection | Nos | 0.83 | 1 | 1 | New: Rev06 0.5 crew-day per WC was 58% below MAK. Crew: 1 skilled + 1 helper(s). | LAB-PLB | 0.83 | 0.415 | 4138 | 4985.5422 | MAK Mall-35 install rate, 25-Sep-2023 MP-101 European WC with fittings 5,856.38 ÷ 1.18 | 4963.03 | 0.83376 | 2 | 2069 | -58.3% | Corrected to benchmark
PR-WB | Wash basin fixing & connection | Nos | 0.9 | 1 | 1 | New. Crew: 1 skilled + 1 helper(s). | LAB-PLB | 0.9 | 0.45 | 4138 | 4597.7778 | MAK Mall-35 install rate, 25-Sep-2023 MP-104 pedestal basin 5,438 ÷ 1.18 | 4608.47 | 0.89791 | 2 | 2069 | -55.1% | Corrected to benchmark
PR-DINS | Duct insulation 1" | Sft | 74 | 1 | 1 | New: Rev06 150 Sft/day was 51% below MAK. Crew: 1 skilled + 1 helper(s). | LAB-HVT | 74 | 37 | 4338 | 58.6216 | MAK Mall-35 install rate, 25-Sep-2023 MN-H10 1" duct insulation 69.00/Sft ÷ 1.18 | 58.47 | 74.1919 | 150 | 28.92 | -50.5% | Corrected to benchmark
PR-DUCT | GI ductwork fabricate & install | Sft | 50 | 1 | 1 | Kept 50 Sft/day (within 7% of MAK). Crew: 1 skilled + 1 helper(s). | LAB-HVT | 50 | 25 | 4338 | 86.76 | MAK Mall-35 install rate, 25-Sep-2023 MH-301 GI ductwork 95.74/Sft ÷ 1.18 | 81.13 | 53.4697 | 50 | 86.76 | 6.9% | Kept – within ±35% of benchmark

## 14 VALIDATION QC
14 · VALIDATION / QC
Live checks – re-read after every input change.
# | Check | Result | Status
1 | Items in master library | 160 | info
2 | Items with blank (red) inputs | 34 | FILL RED INPUTS
3 | Complete items (no blank inputs) with zero/negative final rate | 0 | OK
4 | Duplicate item codes | 0 | OK
5 | Missing unit | 0 | OK
6 | Materials without current rate (05, blank or old) | 13 | FILL RED INPUTS
7 | Labour without rate (06) | 0 | OK
8 | Equipment without rate (07) | 0 | OK
9 | Mix designs where Σ ≠ lab density | 0 | OK
10 | Overhead % present | 1 | OK
11 | Profit % present | 1 | OK
12 | Tax on but no tax rate | 0 | OK
13 | Oldest source date in register | 2026-04-25 (SRC-02, >5 months – used as upper bound only) | info
14 | Productivity rows with no dated benchmark (13 col S) | 8 | info
15 | Productivity rows corrected in Rev07 | 27 | info
16 | Items reconciled with dashboard (18 col N = OK) | 160 | info
17 | Items NOT reconciled with dashboard | 0 | OK
Mix-design review findings (from lab sheets)
4000 PSI is supplied from three sources with cement 350 kg (ACI-211) / 425 kg (J7) / 450 kg (lab) per batch – a 29% spread. Confirm which mix is approved for the project before pricing the BOQ.
6000 PSI: ACI-211 sheet 520 kg cement vs DHA Multan lab 550 kg.
Image 3 (6000 PSI) and Image 6 (4500 PSI): admixture entered under 'Admixture-2' with product row blank – product not identified.
Images 2, 3, 5, 6, 8: identical aggregate grading tables – grading appears reused, not per-mix test data.
Image 4 (ACI-211): undated, unsigned, sand/crush sources not stated; 1500 PSI gives crush as a combined 1220 kg.
Image 7 (J7 B-17): dated 08-03-2024, Islamabad project; crush grading 105/738/211 kg (1/2"/3/8"/1/4") is fine-heavy. Handwritten note states applicable to all J7 projects.
Image 2 (1000 PSI): W/C 1.05 with no admixture – check durability/bleeding if used below grade.
Image 1 (5000 PSI): 'Required strength (20% extra)' value left blank on sheet.

## 15 MIX DESIGN LIBRARY
15 · MIX DESIGN LIBRARY (transcribed from user's lab sheets)
Lab batch weights as reported ÷ Batch_cft (35.315) = kg per cft. Checks: W/C ratio, sum vs lab density.
Mix Code | Grade | Source document | Sheet date | Location | Constituent | Priced as (Mat Code) | Lab batch kg | kg per cft | Purchase qty per cft | Purchase unit | Check / Note
LAB-5000 | 5000 PSI | Image 1 – ACI 211.1 lab sheet | 2026-04-05 | Not stated (Sargodha/Lawrencepur) | OPC | MAT-CEM-OPC | 550 | 15.5741 | 0.31148 | bag
LAB-5000 | 5000 PSI | Image 1 – ACI 211.1 lab sheet | 2026-04-05 | Not stated (Sargodha/Lawrencepur) | C/Agg 3/4"–1/2" Sargodha | MAT-CRS-SGD | 418.6 | 11.8533 | 0.2789 | cft
LAB-5000 | 5000 PSI | Image 1 – ACI 211.1 lab sheet | 2026-04-05 | Not stated (Sargodha/Lawrencepur) | C/Agg 1/2"–3/16" Sargodha | MAT-CRS-SGD | 627.9 | 17.78 | 0.41835 | cft
LAB-5000 | 5000 PSI | Image 1 – ACI 211.1 lab sheet | 2026-04-05 | Not stated (Sargodha/Lawrencepur) | Sand Lawrencepur | MAT-SND-LWP | 647.7 | 18.3406 | 0.40757 | cft
LAB-5000 | 5000 PSI | Image 1 – ACI 211.1 lab sheet | 2026-04-05 | Not stated (Sargodha/Lawrencepur) | Sika-520BA / Vertex G-880 @1.2 L/100 kg | MAT-ADM-SP | 7.69 | 0.21775 | 0.21775 | kg
LAB-5000 | 5000 PSI | Image 1 – ACI 211.1 lab sheet | 2026-04-05 | Not stated (Sargodha/Lawrencepur) | Water | MAT-WTR | 187 | 5.2952 | 5.2952 | litre
[5 empty] | Σ batch weight / W-C ratio / density check |  | 2438.89 | 0.34 | 2439 | Σ = lab density ✓ | Admixture 7.69 kg = 1.2 L/100kg × 550 × SG 1.165 ✓. Required strength cell (20% extra) blank on sheet.
LAB-1000 | 1000 PSI | Image 2 – lab mix sheet | Not visible | Not visible | OPC | MAT-CEM-OPC | 200 | 5.6633 | 0.11327 | bag
LAB-1000 | 1000 PSI | Image 2 – lab mix sheet | Not visible | Not visible | 3/4" (lab: 20) crushed Margalla | MAT-CRS-MGL | 650 | 18.4058 | 0.43308 | cft
LAB-1000 | 1000 PSI | Image 2 – lab mix sheet | Not visible | Not visible | 3/8" (lab: 10) crushed Margalla | MAT-CRS-MGL | 420 | 11.893 | 0.27983 | cft
LAB-1000 | 1000 PSI | Image 2 – lab mix sheet | Not visible | Not visible | Sand Lawrencepur | MAT-SND-LWP | 850 | 24.0691 | 0.53487 | cft
LAB-1000 | 1000 PSI | Image 2 – lab mix sheet | Not visible | Not visible | Free water | MAT-WTR | 210 | 5.9465 | 5.9465 | litre
[5 empty] | Σ batch weight / W-C ratio / density check |  | 2330 | 1.05 | no density stated | — | W/C 1.05 – very high; no admixture. Coarse source options Margalla/Sargodha/Sakhi Sarwar – Margalla (first listed) priced.
LAB-6000 | 6000 PSI | Image 3 – lab mix sheet | Not visible | DHA Multan | OPC | MAT-CEM-OPC | 550 | 15.5741 | 0.31148 | bag
LAB-6000 | 6000 PSI | Image 3 – lab mix sheet | Not visible | DHA Multan | 3/4" (lab: 20) crushed Margalla | MAT-CRS-MGL | 628 | 17.7828 | 0.41842 | cft
LAB-6000 | 6000 PSI | Image 3 – lab mix sheet | Not visible | DHA Multan | 3/8" (lab: 10) crushed Margalla | MAT-CRS-MGL | 416 | 11.7797 | 0.27717 | cft
LAB-6000 | 6000 PSI | Image 3 – lab mix sheet | Not visible | DHA Multan | Sand Lawrencepur | MAT-SND-LWP | 590 | 16.7068 | 0.37126 | cft
LAB-6000 | 6000 PSI | Image 3 – lab mix sheet | Not visible | DHA Multan | Admixture-2 (product not named) | MAT-ADM-SP | 5 | 0.14158 | 0.14158 | kg
LAB-6000 | 6000 PSI | Image 3 – lab mix sheet | Not visible | DHA Multan | Free water | MAT-WTR | 212 | 6.0031 | 6.0031 | litre
[5 empty] | Σ batch weight / W-C ratio / density check |  | 2401 | 0.38545 | no density stated | — | Admixture entered in 'Admixture-2' row, Sika 512 row blank – product not identified. Slump 175 initial / 85 at 90 min.
LAB-136 | 1:3:6 | Image 5 – lab mix sheet | Not visible | Not visible | OPC | MAT-CEM-OPC | 250 | 7.0791 | 0.14158 | bag
LAB-136 | 1:3:6 | Image 5 – lab mix sheet | Not visible | Not visible | 3/4" (lab: 20) crushed Margalla | MAT-CRS-MGL | 642 | 18.1792 | 0.42775 | cft
LAB-136 | 1:3:6 | Image 5 – lab mix sheet | Not visible | Not visible | 3/8" (lab: 10) crushed Margalla | MAT-CRS-MGL | 420 | 11.893 | 0.27983 | cft
LAB-136 | 1:3:6 | Image 5 – lab mix sheet | Not visible | Not visible | Sand Zinda Pir | MAT-SND-ZDP | 810 | 22.9364 | 0.5097 | cft
LAB-136 | 1:3:6 | Image 5 – lab mix sheet | Not visible | Not visible | Free water | MAT-WTR | 213 | 6.0314 | 6.0314 | litre
[5 empty] | Σ batch weight / W-C ratio / density check |  | 2335 | 0.852 | no density stated | — | Labelled by ratio, not strength. Zinda Pir sand has no dated rate – item incomplete until entered.
LAB-4500 | 4500 PSI | Image 6 – lab mix sheet | Not visible | Not visible | OPC | MAT-CEM-OPC | 475 | 13.4504 | 0.26901 | bag
LAB-4500 | 4500 PSI | Image 6 – lab mix sheet | Not visible | Not visible | 3/4" (lab: 20) crushed Margalla | MAT-CRS-MGL | 630 | 17.8394 | 0.41975 | cft
LAB-4500 | 4500 PSI | Image 6 – lab mix sheet | Not visible | Not visible | 3/8" (lab: 10) crushed Margalla | MAT-CRS-MGL | 420 | 11.893 | 0.27983 | cft
LAB-4500 | 4500 PSI | Image 6 – lab mix sheet | Not visible | Not visible | Sand Lawrencepur | MAT-SND-LWP | 662 | 18.7456 | 0.41657 | cft
LAB-4500 | 4500 PSI | Image 6 – lab mix sheet | Not visible | Not visible | Admixture-2 | MAT-ADM-SP | 4.7 | 0.13309 | 0.13309 | kg
LAB-4500 | 4500 PSI | Image 6 – lab mix sheet | Not visible | Not visible | Free water | MAT-WTR | 208 | 5.8898 | 5.8898 | litre
[5 empty] | Σ batch weight / W-C ratio / density check |  | 2399.7 | 0.43789 | no density stated | — | Slump 190 initial / 90 at 90 min.
LAB-4000 | 4000 PSI | Image 8 – lab mix sheet | Not visible | Not visible | OPC | MAT-CEM-OPC | 450 | 12.7425 | 0.25485 | bag
LAB-4000 | 4000 PSI | Image 8 – lab mix sheet | Not visible | Not visible | 3/4" (lab: 20) crushed Margalla | MAT-CRS-MGL | 630 | 17.8394 | 0.41975 | cft
LAB-4000 | 4000 PSI | Image 8 – lab mix sheet | Not visible | Not visible | 3/8" (lab: 10) crushed Margalla | MAT-CRS-MGL | 420 | 11.893 | 0.27983 | cft
LAB-4000 | 4000 PSI | Image 8 – lab mix sheet | Not visible | Not visible | Sand Lawrencepur | MAT-SND-LWP | 690 | 19.5384 | 0.43419 | cft
LAB-4000 | 4000 PSI | Image 8 – lab mix sheet | Not visible | Not visible | Sika 512 PK | MAT-ADM-SP | 4.3 | 0.12176 | 0.12176 | kg
LAB-4000 | 4000 PSI | Image 8 – lab mix sheet | Not visible | Not visible | Free water | MAT-WTR | 206 | 5.8332 | 5.8332 | litre
[5 empty] | Σ batch weight / W-C ratio / density check |  | 2400.3 | 0.45778 | no density stated | — | Slump 185 initial / 100 at 90 min.
ACI-1500 | 1500 PSI | Image 4 – ACI-211 summary (QA/QC) | Not dated | Not stated | Cement | MAT-CEM-OPC | 180 | 5.097 | 0.10194 | bag
ACI-1500 | 1500 PSI | Image 4 – ACI-211 summary (QA/QC) | Not dated | Not stated | Sand (source not stated – Lawrencepur priced) | MAT-SND-LWP | 810 | 22.9364 | 0.5097 | cft
ACI-1500 | 1500 PSI | Image 4 – ACI-211 summary (QA/QC) | Not dated | Not stated | Crush mix (1/2"+3/8"+2/8" combined) | MAT-CRS-MGL | 1220 | 34.5462 | 0.81285 | cft
ACI-1500 | 1500 PSI | Image 4 – ACI-211 summary (QA/QC) | Not dated | Not stated | Water | MAT-WTR | 180 | 5.097 | 5.097 | litre
[5 empty] | Σ batch weight / W-C ratio / density check |  | 2390 | 1 | 2390 | Σ = lab density ✓ | Crush given as combined 1220 kg. Sheet unsigned/undated.
ACI-4000 | 4000 PSI | Image 4 – ACI-211 summary | Not dated | Not stated | Cement | MAT-CEM-OPC | 350 | 9.9108 | 0.19822 | bag
ACI-4000 | 4000 PSI | Image 4 – ACI-211 summary | Not dated | Not stated | Sand (Lawrencepur priced) | MAT-SND-LWP | 780 | 22.0869 | 0.49082 | cft
ACI-4000 | 4000 PSI | Image 4 – ACI-211 summary | Not dated | Not stated | Crush 1/2" | MAT-CRS-MGL | 392 | 11.1001 | 0.26118 | cft
ACI-4000 | 4000 PSI | Image 4 – ACI-211 summary | Not dated | Not stated | Crush 3/8" | MAT-CRS-MGL | 550 | 15.5741 | 0.36645 | cft
ACI-4000 | 4000 PSI | Image 4 – ACI-211 summary | Not dated | Not stated | Crush 2/8" | MAT-CRS-MGL | 165 | 4.6722 | 0.10993 | cft
ACI-4000 | 4000 PSI | Image 4 – ACI-211 summary | Not dated | Not stated | Admixture | MAT-ADM-SP | 4.6 | 0.13026 | 0.13026 | kg
ACI-4000 | 4000 PSI | Image 4 – ACI-211 summary | Not dated | Not stated | Water | MAT-WTR | 160 | 4.5307 | 4.5307 | litre
[5 empty] | Σ batch weight / W-C ratio / density check |  | 2401.6 | 0.45714 | 2401 | Σ = lab density ✓ | Cement 350 kg is 22% below lab 4000 (450) and 18% below J7 4000 (425) – verify trial-mix results.
ACI-4500 | 4500 PSI | Image 4 – ACI-211 summary | Not dated | Not stated | Cement | MAT-CEM-OPC | 400 | 11.3266 | 0.22653 | bag
ACI-4500 | 4500 PSI | Image 4 – ACI-211 summary | Not dated | Not stated | Sand (Lawrencepur priced) | MAT-SND-LWP | 740 | 20.9543 | 0.46565 | cft
ACI-4500 | 4500 PSI | Image 4 – ACI-211 summary | Not dated | Not stated | Crush 1/2" | MAT-CRS-MGL | 340 | 9.6276 | 0.22653 | cft
ACI-4500 | 4500 PSI | Image 4 – ACI-211 summary | Not dated | Not stated | Crush 3/8" | MAT-CRS-MGL | 540 | 15.291 | 0.35979 | cft
ACI-4500 | 4500 PSI | Image 4 – ACI-211 summary | Not dated | Not stated | Crush 2/8" | MAT-CRS-MGL | 220 | 6.2296 | 0.14658 | cft
ACI-4500 | 4500 PSI | Image 4 – ACI-211 summary | Not dated | Not stated | Admixture | MAT-ADM-SP | 4.8 | 0.13592 | 0.13592 | kg
ACI-4500 | 4500 PSI | Image 4 – ACI-211 summary | Not dated | Not stated | Water | MAT-WTR | 168 | 4.7572 | 4.7572 | litre
[5 empty] | Σ batch weight / W-C ratio / density check |  | 2412.8 | 0.42 | 2412 | Σ = lab density ✓
ACI-6000 | 6000 PSI | Image 4 – ACI-211 summary | Not dated | Not stated | Cement | MAT-CEM-OPC | 520 | 14.7246 | 0.29449 | bag
ACI-6000 | 6000 PSI | Image 4 – ACI-211 summary | Not dated | Not stated | Sand (Lawrencepur priced) | MAT-SND-LWP | 660 | 18.6889 | 0.41531 | cft
ACI-6000 | 6000 PSI | Image 4 – ACI-211 summary | Not dated | Not stated | Crush 1/2" | MAT-CRS-MGL | 321 | 9.0896 | 0.21387 | cft
ACI-6000 | 6000 PSI | Image 4 – ACI-211 summary | Not dated | Not stated | Crush 3/8" | MAT-CRS-MGL | 588 | 16.6501 | 0.39177 | cft
ACI-6000 | 6000 PSI | Image 4 – ACI-211 summary | Not dated | Not stated | Crush 2/8" | MAT-CRS-MGL | 160 | 4.5307 | 0.1066 | cft
ACI-6000 | 6000 PSI | Image 4 – ACI-211 summary | Not dated | Not stated | Admixture | MAT-ADM-SP | 6.2 | 0.17556 | 0.17556 | kg
ACI-6000 | 6000 PSI | Image 4 – ACI-211 summary | Not dated | Not stated | Water | MAT-WTR | 178 | 5.0404 | 5.0404 | litre
[5 empty] | Σ batch weight / W-C ratio / density check |  | 2433.2 | 0.34231 | 2433 | Σ = lab density ✓
J7-3000 | 3000 PSI | Image 7 – J7 Group summary of batch weights | 2024-03-08 (trials Jan-2024) | B-17 Islamabad | Cement | MAT-CEM-OPC | 325 | 9.2029 | 0.18406 | bag
J7-3000 | 3000 PSI | Image 7 – J7 Group summary of batch weights | 2024-03-08 (trials Jan-2024) | B-17 Islamabad | Water | MAT-WTR | 192 | 5.4368 | 5.4368 | litre
J7-3000 | 3000 PSI | Image 7 – J7 Group summary of batch weights | 2024-03-08 (trials Jan-2024) | B-17 Islamabad | Imperial 540M @ 1.0% (SG 1.18) | MAT-ADM-SP | 3.25 | 0.092029 | 0.092029 | kg
J7-3000 | 3000 PSI | Image 7 – J7 Group summary of batch weights | 2024-03-08 (trials Jan-2024) | B-17 Islamabad | Crush 1/2" | MAT-CRS-MGL | 105 | 2.9732 | 0.069959 | cft
J7-3000 | 3000 PSI | Image 7 – J7 Group summary of batch weights | 2024-03-08 (trials Jan-2024) | B-17 Islamabad | Crush 3/8" | MAT-CRS-MGL | 738 | 20.8976 | 0.49171 | cft
J7-3000 | 3000 PSI | Image 7 – J7 Group summary of batch weights | 2024-03-08 (trials Jan-2024) | B-17 Islamabad | Crush 1/4" | MAT-CRS-MGL | 211 | 5.9748 | 0.14058 | cft
J7-3000 | 3000 PSI | Image 7 – J7 Group summary of batch weights | 2024-03-08 (trials Jan-2024) | B-17 Islamabad | Sand (source not stated – Lawrencepur priced) | MAT-SND-LWP | 760 | 21.5206 | 0.47824 | cft
[5 empty] | Σ batch weight / W-C ratio / density check |  | 2334.25 | 0.59077 | no density stated | — | Trial mix TM#16 17-01-2024. Sheet dated 2024 – older than other mixes. Crush 1/2" only 105 kg vs 3/8" 738 kg (fine-graded coarse).
J7-4000 | 4000 PSI | Image 7 – J7 Group summary of batch weights | 2024-03-08 (trials Jan-2024) | B-17 Islamabad | Cement | MAT-CEM-OPC | 425 | 12.0345 | 0.24069 | bag
J7-4000 | 4000 PSI | Image 7 – J7 Group summary of batch weights | 2024-03-08 (trials Jan-2024) | B-17 Islamabad | Water | MAT-WTR | 192 | 5.4368 | 5.4368 | litre
J7-4000 | 4000 PSI | Image 7 – J7 Group summary of batch weights | 2024-03-08 (trials Jan-2024) | B-17 Islamabad | Imperial 540M @ 1.32% (SG 1.18) | MAT-ADM-SP | 5.61 | 0.15886 | 0.15886 | kg
J7-4000 | 4000 PSI | Image 7 – J7 Group summary of batch weights | 2024-03-08 (trials Jan-2024) | B-17 Islamabad | Crush 1/2" | MAT-CRS-MGL | 105 | 2.9732 | 0.069959 | cft
J7-4000 | 4000 PSI | Image 7 – J7 Group summary of batch weights | 2024-03-08 (trials Jan-2024) | B-17 Islamabad | Crush 3/8" | MAT-CRS-MGL | 738 | 20.8976 | 0.49171 | cft
J7-4000 | 4000 PSI | Image 7 – J7 Group summary of batch weights | 2024-03-08 (trials Jan-2024) | B-17 Islamabad | Crush 1/4" | MAT-CRS-MGL | 211 | 5.9748 | 0.14058 | cft
J7-4000 | 4000 PSI | Image 7 – J7 Group summary of batch weights | 2024-03-08 (trials Jan-2024) | B-17 Islamabad | Sand (source not stated – Lawrencepur priced) | MAT-SND-LWP | 671 | 19.0004 | 0.42223 | cft
[5 empty] | Σ batch weight / W-C ratio / density check |  | 2347.61 | 0.45176 | no density stated | — | Trial mix TM#11 13-01-2024. Sheet dated 2024 – older than other mixes. Crush 1/2" only 105 kg vs 3/8" 738 kg (fine-graded coarse).
J7-4500 | 4500 PSI | Image 7 – J7 Group summary of batch weights | 2024-03-08 (trials Jan-2024) | B-17 Islamabad | Cement | MAT-CEM-OPC | 465 | 13.1672 | 0.26334 | bag
J7-4500 | 4500 PSI | Image 7 – J7 Group summary of batch weights | 2024-03-08 (trials Jan-2024) | B-17 Islamabad | Water | MAT-WTR | 186 | 5.2669 | 5.2669 | litre
J7-4500 | 4500 PSI | Image 7 – J7 Group summary of batch weights | 2024-03-08 (trials Jan-2024) | B-17 Islamabad | Imperial 540M @ 1.4% (SG 1.18) | MAT-ADM-SP | 6.51 | 0.18434 | 0.18434 | kg
J7-4500 | 4500 PSI | Image 7 – J7 Group summary of batch weights | 2024-03-08 (trials Jan-2024) | B-17 Islamabad | Crush 1/2" | MAT-CRS-MGL | 105 | 2.9732 | 0.069959 | cft
J7-4500 | 4500 PSI | Image 7 – J7 Group summary of batch weights | 2024-03-08 (trials Jan-2024) | B-17 Islamabad | Crush 3/8" | MAT-CRS-MGL | 738 | 20.8976 | 0.49171 | cft
J7-4500 | 4500 PSI | Image 7 – J7 Group summary of batch weights | 2024-03-08 (trials Jan-2024) | B-17 Islamabad | Crush 1/4" | MAT-CRS-MGL | 211 | 5.9748 | 0.14058 | cft
J7-4500 | 4500 PSI | Image 7 – J7 Group summary of batch weights | 2024-03-08 (trials Jan-2024) | B-17 Islamabad | Sand (source not stated – Lawrencepur priced) | MAT-SND-LWP | 649 | 18.3775 | 0.40839 | cft
[5 empty] | Σ batch weight / W-C ratio / density check |  | 2360.51 | 0.4 | no density stated | — | Trial mix TM#15 17-01-2024. Sheet dated 2024 – older than other mixes. Crush 1/2" only 105 kg vs 3/8" 738 kg (fine-graded coarse).
J7-5000 | 5000 PSI | Image 7 – J7 Group summary of batch weights | 2024-03-08 (trials Jan-2024) | B-17 Islamabad | Cement | MAT-CEM-OPC | 515 | 14.583 | 0.29166 | bag
J7-5000 | 5000 PSI | Image 7 – J7 Group summary of batch weights | 2024-03-08 (trials Jan-2024) | B-17 Islamabad | Water | MAT-WTR | 191 | 5.4085 | 5.4085 | litre
J7-5000 | 5000 PSI | Image 7 – J7 Group summary of batch weights | 2024-03-08 (trials Jan-2024) | B-17 Islamabad | Imperial 540M @ 1.42% (SG 1.18) | MAT-ADM-SP | 7.29 | 0.20643 | 0.20643 | kg
J7-5000 | 5000 PSI | Image 7 – J7 Group summary of batch weights | 2024-03-08 (trials Jan-2024) | B-17 Islamabad | Crush 1/2" | MAT-CRS-MGL | 105 | 2.9732 | 0.069959 | cft
J7-5000 | 5000 PSI | Image 7 – J7 Group summary of batch weights | 2024-03-08 (trials Jan-2024) | B-17 Islamabad | Crush 3/8" | MAT-CRS-MGL | 738 | 20.8976 | 0.49171 | cft
J7-5000 | 5000 PSI | Image 7 – J7 Group summary of batch weights | 2024-03-08 (trials Jan-2024) | B-17 Islamabad | Crush 1/4" | MAT-CRS-MGL | 211 | 5.9748 | 0.14058 | cft
J7-5000 | 5000 PSI | Image 7 – J7 Group summary of batch weights | 2024-03-08 (trials Jan-2024) | B-17 Islamabad | Sand (source not stated – Lawrencepur priced) | MAT-SND-LWP | 593 | 16.7917 | 0.37315 | cft
[5 empty] | Σ batch weight / W-C ratio / density check |  | 2360.29 | 0.37087 | no density stated | — | Trial mix TM#12 15-01-2024. Sheet dated 2024 – older than other mixes. Crush 1/2" only 105 kg vs 3/8" 738 kg (fine-graded coarse). Admixture check: 1.42%×515=7.31 vs 7.29 stated (minor).
J7-5500 | 5500 PSI | Image 7 – J7 Group summary of batch weights | 2024-03-08 (trials Jan-2024) | B-17 Islamabad | Cement | MAT-CEM-OPC | 530 | 15.0078 | 0.30016 | bag
J7-5500 | 5500 PSI | Image 7 – J7 Group summary of batch weights | 2024-03-08 (trials Jan-2024) | B-17 Islamabad | Water | MAT-WTR | 191 | 5.4085 | 5.4085 | litre
J7-5500 | 5500 PSI | Image 7 – J7 Group summary of batch weights | 2024-03-08 (trials Jan-2024) | B-17 Islamabad | Imperial 540M @ 1.42% (SG 1.18) | MAT-ADM-SP | 7.5 | 0.21237 | 0.21237 | kg
J7-5500 | 5500 PSI | Image 7 – J7 Group summary of batch weights | 2024-03-08 (trials Jan-2024) | B-17 Islamabad | Crush 1/2" | MAT-CRS-MGL | 105 | 2.9732 | 0.069959 | cft
J7-5500 | 5500 PSI | Image 7 – J7 Group summary of batch weights | 2024-03-08 (trials Jan-2024) | B-17 Islamabad | Crush 3/8" | MAT-CRS-MGL | 738 | 20.8976 | 0.49171 | cft
J7-5500 | 5500 PSI | Image 7 – J7 Group summary of batch weights | 2024-03-08 (trials Jan-2024) | B-17 Islamabad | Crush 1/4" | MAT-CRS-MGL | 211 | 5.9748 | 0.14058 | cft
J7-5500 | 5500 PSI | Image 7 – J7 Group summary of batch weights | 2024-03-08 (trials Jan-2024) | B-17 Islamabad | Sand (source not stated – Lawrencepur priced) | MAT-SND-LWP | 579 | 16.3953 | 0.36434 | cft
[5 empty] | Σ batch weight / W-C ratio / density check |  | 2361.5 | 0.36038 | no density stated | — | Trial mix TM#13 15-01-2024. Sheet dated 2024 – older than other mixes. Crush 1/2" only 105 kg vs 3/8" 738 kg (fine-graded coarse).

## 16 VENDOR ENQUIRY (RFQ)
16 · VENDOR ENQUIRY (RFQ) – every red input in one list
Enter quoted rate (blue) → it flows automatically into 05/06/07 Lahore Rate → all analyses update. Record supplier, date and validity.
Supplier category | Resource Code | Description | Specification | Unit | Current value (assumption/old) | Current status | Quoted Rate PKR | Supplier | Quote Date | Validity (days) | Remarks
Ceiling systems | MAT-GI-FC | GI furring channel | Secondary furring | Rft | 45 | ASSUMED |  |  |  |  | calibrated so board + frame + accessories ≈ the Punjab MRS 2026 Ch.9 item 49(ii) gypsum-ceiling system material (176.10/Sft)
Ceiling systems | MAT-GI-MC | GI main channel | Primary carrying channel | Rft | 60 | ASSUMED |  |  |  |  | calibrated so board + frame + accessories ≈ the Punjab MRS 2026 Ch.9 item 49(ii) gypsum-ceiling system material (176.10/Sft)
Ceiling systems | MAT-GI-WA | GI wall angle | Perimeter angle | Rft | 35 | ASSUMED |  |  |  |  | calibrated so board + frame + accessories ≈ the Punjab MRS 2026 Ch.9 item 49(ii) gypsum-ceiling system material (176.10/Sft)
Ceiling systems | MAT-GYP-12 | Gypsum board 1/2" standard 4'x8' | Tapered edge, 32 Sft/sheet | sheet | 3550 | ASSUMED |  |  |  |  | web B2B listing 27-Sep-2026 (tradekey.com, undated): Pakistan gypsum board 3,550–3,600 per sheet; low end
Ceiling systems | MAT-GYP-MR | Gypsum board 1/2" moisture-resistant 4'x8' | MR (green) board | sheet | 4600 | ASSUMED |  |  |  |  | standard board 3,550 + ≈30% moisture-resistant premium (Claude estimate for Lahore, Sep-2026)
Ceiling systems | MAT-GYP-SYSMR | Gypsum ceiling system material – MR board on concealed GI frame | As standard; MR board | Sft | 212.19 | ASSUMED |  |  |  |  | MRS system material 176.10 + MR board premium (4,600 − 3,550) ÷ 32 × 1.10
Ceiling systems | MAT-JTAPE | Joint tape | Paper/mesh tape | Rft | 3 | ASSUMED |  |  |  |  | calibrated so board + frame + accessories ≈ the Punjab MRS 2026 Ch.9 item 49(ii) gypsum-ceiling system material (176.10/Sft)
Chemicals, paints & sealants | MAT-ADM-SP | Admixture – superplasticizer | Sikament 512 PK / Sika 520 BA / Imperial 540M or equivalent (ASTM C494 Type G/F) | kg | 185 | OLD SOURCE
Chemicals, paints & sealants | MAT-BIT-PRM | Bitumen primer | Solvent/oil-based bituminous primer | litre | 87.5 | OLD SOURCE
Chemicals, paints & sealants | MAT-CWP | Cementitious waterproofing (2-component) | e.g. Sika/Ultra/Fosroc brushable slurry | Sft | 47 | OLD SOURCE
Chemicals, paints & sealants | MAT-JCMP | Jointing compound | Ready-mix / powder | kg | 120 | ASSUMED |  |  |  |  | calibrated so board + frame + accessories ≈ the Punjab MRS 2026 Ch.9 item 49(ii) gypsum-ceiling system material (176.10/Sft)
Chemicals, paints & sealants | MAT-SHOIL | Shuttering / release oil | Mould release agent | litre | 400 | ASSUMED |  |  |  |  | same as the dashboard's MOULD assumption – set near diesel 392/Ltr (Phoenix GRN RCP-311, 28-Aug-2026)
Chemicals, paints & sealants | MAT-VADH | Vinyl adhesive |  | kg | 700 | ASSUMED |  |  |  |  | 20 kg pail about 14,000 (Claude estimate for Lahore, Sep-2026)
Civil materials & external | MAT-SND-ZDP | Sand – Zinda Pir | As per mix design Image 5 (1:3:6) | cft | 70 | ASSUMED |  |  |  |  | between Ravi 52 (Phoenix GRN RCP-310, 27-Aug-2026) and Chenab 80 (RCP-316, 07-Sep-2026)
Civil materials & external | MAT-WTR | Water for mixing & curing | Clean potable water | litre | 0.686 | ASSUMED
Doors, timber & joinery | MAT-CAB-HW | Cabinet hardware set per Rft | Hinges, channels, handles | set | 546 | ASSUMED
Doors, timber & joinery | MAT-FRD | Fire-rated steel door set 90 min, 3'x7' (vendor) | Incl. frame & ironmongery | Nos | 59000 | ASSUMED
Doors, timber & joinery | MAT-MDF-18 | MDF / ply board 3/4" 4'x8' (carcass) | Laminated | sheet | 11000 | ASSUMED |  |  |  |  | 18 mm laminated MDF 8×4 sheet (Claude estimate for Lahore, Sep-2026; plain sheet about 7,500–8,500)
Doors, timber & joinery | MAT-POL | Wood polish system (material) | Lacquer / PU per Sft | Sft | 120 | ASSUMED
Electrical & ELV | MAT-DB | Distribution board (populated) |  | Nos | 59777.62 | OLD SOURCE
Façade, glazing & metalwork | MAT-ACP | ACP panel PVDF | Composite panel | Sft | 500 | ASSUMED |  |  |  |  | 4 mm PVDF ACP supply only (Claude estimate for Lahore, Sep-2026); dashboard CV-099 installed benchmark 885/Sft
Façade, glazing & metalwork | MAT-ALSF | Aluminium subframe sections |  | kg | 1300 | ASSUMED |  |  |  |  | aluminium extrusion sections per kg (Claude estimate for Lahore, Sep-2026)
Façade, glazing & metalwork | MAT-ALW | Aluminium sliding window system (supply & fabricate) | Profile + 3/16" clear glass + hardware | Sft | 1400 | ASSUMED
Façade, glazing & metalwork | MAT-BRKT | Façade bracket with anchor | GI/aluminium | Nos | 350 | ASSUMED |  |  |  |  | GI / aluminium bracket with anchor (Claude estimate for Lahore, Sep-2026)
Façade, glazing & metalwork | MAT-CW | Unitized curtain wall system (vendor supply & install) | Thermally broken, DGU | Sft | 4500 | ASSUMED
Façade, glazing & metalwork | MAT-FSTOP | Fire-stop / smoke seal at slab edge |  | Rft | 350 | ASSUMED |  |  |  |  | fire-stop sealant / smoke seal per Rft of joint (Claude estimate for Lahore, Sep-2026)
Façade, glazing & metalwork | MAT-GRN | Granite 1.25" cladding slab | Local/imported | Sft | 1055.2 | ASSUMED
Façade, glazing & metalwork | MAT-SSANC | SS 316 cladding anchor set |  | Nos | 450 | ASSUMED |  |  |  |  | SS 316 cladding anchor set (Claude estimate for Lahore, Sep-2026)
Fire fighting & life safety | MAT-BSP-100 | Black steel pipe Sch-40 1" | ASTM A53 | Rft | 309.6 | OLD SOURCE
Fire fighting & life safety | MAT-BSP-200 | Black steel pipe Sch-40 2" | ASTM A53 | Rft | 651.92 | OLD SOURCE
Fire fighting & life safety | MAT-BSP-400 | Black steel pipe Sch-40 4" grooved | ASTM A53 | Rft | 1878.66 | OLD SOURCE
Fire fighting & life safety | MAT-FFFIT | FF fittings & couplings allowance | per Rft of pipe | Rft | 0 | SUPERSEDED |  |  |  |  | superseded in Rev07a by the size-specific lines MAT-FFFIT-100/200/400
Labour contractors | LAB-CLD | Cladding fixer |  | day | 2200 | ASSUMED
Labour contractors | LAB-CLG | Ceiling installer (drywall) |  | day | 2200 | ASSUMED
Labour contractors | LAB-FAB | SS / MS fabricator |  | day | 2200 | ASSUMED
Labour contractors | LAB-GLZ | Glazier / window installer |  | day | 2200 | ASSUMED
Labour contractors | LAB-HVT | HVAC technician / duct fitter |  | day | 2800 | ASSUMED
Labour contractors | LAB-PFT | Pipe fitter (fire) |  | day | 2600 | ASSUMED
Labour contractors | LAB-SCF | Scaffolder |  | day | 2200 | ASSUMED
Labour contractors | LAB-WPA | Waterproofing applicator |  | day | 2200 | ASSUMED
Lifts | MAT-LIFT | Passenger lift complete (vendor supply & install) |  | Nos | 8500000 | ASSUMED |  |  |  |  | passenger lift 8-person, 1.0 m/s, about 5 stops, supplied & installed (Claude estimate for Lahore, Sep-2026); vendor quote essential
Plant hire | EQ-BP | Batching plant production & transit mixer haul |  | cft | 45 | ASSUMED |  |  |  |  | batching plant + transit mixer per cft (Claude estimate for Lahore, Sep-2026)
Plant hire | EQ-CRADLE | Cradle / BMU access for façade |  | Sft | 3.75 | ASSUMED |  |  |  |  | dashboard P-CRADLE assumption 2,500/day × 0.0015 day per Sft
Plant hire | EQ-MIX | Concrete mixer 1-bag with operator & fuel |  | day | 3500 | ASSUMED |  |  |  |  | same as the dashboard P-MIXER assumption (1-bag mixer with fuel, per day)
Plant hire | EQ-PROP | Steel props / staging hire (per Sft of soffit per use) |  | Sft | 10 | ASSUMED |  |  |  |  | same as the dashboard PROPS assumption; web 2026 (civilconstructionguide.com, undated) gives 15–25 per Sft for complete steel shuttering hire
Plant hire | EQ-SCAF | Steel scaffolding hire |  | Sft | 75 | ASSUMED
Plant hire | EQ-TORCH | Gas torch & burner set |  | day | 800 | ASSUMED |  |  |  |  | gas torch & burner set per day (Claude estimate for Lahore, Sep-2026)
Plant hire | EQ-TRUCK | Dumper / tractor-trolley haulage within 5-mile lead |  | cft | 45 | ASSUMED
Plant hire | EQ-VIB | Needle vibrator with fuel |  | day | 227 | ASSUMED
Plumbing & sanitary | MAT-CLMP | Pipe clamp / hanger | GI clamp with anchor | Nos | 123.1 | OLD SOURCE
Plumbing & sanitary | MAT-PPR-075-EL | PPR el 1/2" | PPR elbow 90° 1/2" | Nos | 38 | ASSUMED |  |  |  |  | ≈70% of the ¾" elbow 54.50 (Popular PPR-100 list 08-Sep-2026)
Plumbing & sanitary | MAT-PPR-075-SO | PPR so 1/2" | PPR socket 1/2" | Nos | 27 | ASSUMED |  |  |  |  | ≈70% of the ¾" socket 38.50 (Popular PPR-100 list 08-Sep-2026)
Plumbing & sanitary | MAT-PPR-075-TE | PPR te 1/2" | PPR tee 1/2" | Nos | 50 | ASSUMED |  |  |  |  | ≈70% of the ¾" tee 71.50 (Popular PPR-100 list 08-Sep-2026)
Vendor / sub-contract | MAT-MOB | Mobilization & demobilization (contractor quote) | Rev07 new item | Job | 500000 | ASSUMED |  |  |  |  | mobilization + demobilization of a mid-size building contract (Claude estimate for Lahore, Sep-2026)
Vendor / sub-contract | MAT-SITEOFF | Site office, stores & welfare establishment (contractor quote) | Rev07 new item | Job | 1500000 | ASSUMED |  |  |  |  | porta-cabin site office, store, toilets and security cabin, established & removed (Claude estimate for Lahore, Sep-2026)
Vendor / sub-contract | MAT-TEMPSVC | Temporary water & electricity supply incl. running (per month) | Rev07 new item | Month | 150000 | ASSUMED |  |  |  |  | temporary water + electricity per month incl. running (Claude estimate for Lahore, Sep-2026)
Vendor / sub-contract | MAT-CUBE | Concrete cylinder / cube test set incl. sampling & lab fee | Rev07 new item | Nos | 4500 | ASSUMED |  |  |  |  | set of 3 cylinders sampled, cured and tested at 1,500 each (Claude estimate for Lahore, Sep-2026)
Vendor / sub-contract | MAT-CLEAN | Final builder's clean (sub-contract rate) | Rev07 new item | Sft | 6 | ASSUMED |  |  |  |  | final builder's clean per Sft of floor (Claude estimate for Lahore, Sep-2026)
Vendor / sub-contract | MAT-GYP-SYSFR | Fire-rated gypsum ceiling system material (FR board on GI frame) | Rev07 new item | Sft | 224.91 | ASSUMED |  |  |  |  | MRS system material 176.10 + fire-rated board premium 40% × 3,550 ÷ 32 × 1.10
Vendor / sub-contract | MAT-MCLG | Aluminium clip-in / lay-in metal ceiling 2'×2' with grid | Rev07 new item | Sft | 450 | ASSUMED |  |  |  |  | aluminium clip-in 2'×2' ceiling with grid, supplied & installed (Claude estimate for Lahore, Sep-2026)
Vendor / sub-contract | MAT-ACCP | Access panel 2'×2' for gypsum ceiling, supplied & installed | Rev07 new item | Nos | 6500 | ASSUMED |  |  |  |  | 2'×2' ceiling access panel supplied & installed (Claude estimate for Lahore, Sep-2026)
Vendor / sub-contract | MAT-CPT | Carpet tiles 20"×20" with adhesive, supplied & installed | Rev07 new item | Sft | 350 | ASSUMED |  |  |  |  | carpet tiles with adhesive, supplied & installed (Claude estimate for Lahore, Sep-2026)
Vendor / sub-contract | MAT-WPP | Vinyl wallpaper with adhesive, supplied & installed | Rev07 new item | Sft | 180 | ASSUMED |  |  |  |  | vinyl wallpaper supplied & installed (Claude estimate for Lahore, Sep-2026)
Vendor / sub-contract | MAT-ACPNL | Acoustic wall panel system, supplied & installed | Rev07 new item | Sft | 900 | ASSUMED |  |  |  |  | acoustic wall panel system supplied & installed (Claude estimate for Lahore, Sep-2026)
Vendor / sub-contract | MAT-GLDR | 12 mm toughened glass door 3'×7' with patch fittings & floor spring | Rev07 new item | Nos | 120000 | ASSUMED |  |  |  |  | 12 mm toughened glass 21 Sft ≈ 21,000 (dashboard GLASS-12 1,000/Sft) + floor spring, patch fittings, handle and fixing (Claude estimate for Lahore, Sep-2026)
Vendor / sub-contract | MAT-GRC | GRC façade panel with fixings, supplied & installed | Rev07 new item | Sft | 1200 | ASSUMED |  |  |  |  | GRC panel with stainless fixings, supplied & installed (Claude estimate for Lahore, Sep-2026)
Vendor / sub-contract | MAT-EIFS | EIFS insulated render system, supplied & applied | Rev07 new item | Sft | 650 | ASSUMED |  |  |  |  | EIFS system supplied & applied (Claude estimate for Lahore, Sep-2026)
Vendor / sub-contract | MAT-CNPY | Steel / glass entrance canopy, supplied & installed | Rev07 new item | Sft | 3500 | ASSUMED |  |  |  |  | steel-framed glass canopy per Sft of plan (Claude estimate for Lahore, Sep-2026)
Vendor / sub-contract | MAT-SKYL | Skylight – polycarbonate / glass on aluminium frame | Rev07 new item | Sft | 2500 | ASSUMED |  |  |  |  | skylight glazing on aluminium frame per Sft (Claude estimate for Lahore, Sep-2026)
Vendor / sub-contract | MAT-URN | Wall-hung urinal with flush valve & trap | Rev07 new item | Nos | 25000 | ASSUMED |  |  |  |  | wall-hung urinal with flush valve and trap, supply only (Claude estimate for Lahore, Sep-2026)
Vendor / sub-contract | MAT-CPVC-100 | CPVC pipe ¾" SDR-11 with fittings | Rev07 new item | Rft | 180 | ASSUMED |  |  |  |  | ¾" CPVC SDR-11 with fittings, supply only; PPR ¾" is 145.38 + fittings (Claude estimate for Lahore, Sep-2026)
Vendor / sub-contract | MAT-ACS | Access control door set (reader, maglock, exit button, controller) | Rev07 new item | Nos | 85000 | ASSUMED |  |  |  |  | one-door access control set incl. controller share and cabling (Claude estimate for Lahore, Sep-2026)
Vendor / sub-contract | MAT-ESC | Escalator complete (vendor supply & install) | Rev07 new item | Nos | 22000000 | ASSUMED |  |  |  |  | standard escalator, supplied & installed (Claude estimate for Lahore, Sep-2026); vendor quote essential
Vendor / sub-contract | MAT-IRR | Drip / sprinkler irrigation system (vendor) | Rev07 new item | Sft | 80 | ASSUMED |  |  |  |  | drip / sprinkler irrigation per Sft of landscaped area (Claude estimate for Lahore, Sep-2026)
Vendor / sub-contract | MAT-VRF | VRF system – outdoor + indoor units, piping & controls (vendor) | Rev07 new item | TR | 300000 | ASSUMED |  |  |  |  | VRF system per TR, supplied & installed with piping and controls (Claude estimate for Lahore, Sep-2026)
Vendor / sub-contract | MAT-MDB | Main distribution board (panel builder quote) | Rev07 new item | Nos | 2000000 | ASSUMED |  |  |  |  | main distribution board about 800 A with incomer, outgoing breakers and metering (Claude estimate for Lahore, Sep-2026)
Vendor / sub-contract | MAT-FFFIT-100 | FF fittings & couplings allowance for 1" pipe | Rev07 new item | Rft | 149.54 | ASSUMED |  |  |  |  | fittings share 0.483 × pipe value (MS fittings-to-pipe ratio of the Quadrangle receipts, see README MEP section) × MAT-BSP-100 309.60
Vendor / sub-contract | MAT-FFFIT-200 | FF fittings & couplings allowance for 2" pipe | Rev07 new item | Rft | 314.88 | ASSUMED |  |  |  |  | fittings share 0.483 × MAT-BSP-200 651.92 (Quadrangle receipts ratio)
Vendor / sub-contract | MAT-FFFIT-400 | FF fittings & couplings allowance for 4" pipe | Rev07 new item | Rft | 907.39 | ASSUMED |  |  |  |  | fittings share 0.483 × MAT-BSP-400 1,878.66 (Quadrangle receipts ratio)

## 17 MISSING ITEMS REGISTER
17 · MISSING ITEMS REGISTER (Rev07, 2026-09-27)
Part A: every workbook analysis checked against the dashboard Item Library as it stood before Rev07 (787 items). Part B: trade-scope items found in neither library, each now developed as an analysis in 04 and added to the dashboard under the same code. Rates in C/D are read live from 03.
Part | Item code | Description | Unit | Status before Rev07 | Closest dashboard item (before Rev07) | Action in Rev07 | Workbook final rate (03) | Rate status (03) | Closest item – dashboard rate (Rev07) | Closest item unit | Difference vs workbook | Review note
A | CIV-CON-001 | Providing and laying 5000 PSI concrete (Lab ACI 211.1 – 5000 PSI (W/C 0.34); mix per Image 1 – ACI 211.1 lab sheet) in structural members, including batching, placing, compacting and curing, complete in all respects; excluding reinforcement and formwork measured separately. | cft | Missing from dashboard (code not in Item Library) | RCC-DM-AR-5000 | Added to dashboard Item Library with the same code, resources, adjusted quantities and OH/profit | 1173 | INCOMPLETE – 1 blank/old input(s) | 842.25 | Cft | -28.2% | Differs 15–30% – build-ups differ (spec / mix / crew); see 04 vs the dashboard item
A | CIV-CON-002 | Providing and laying 1000 PSI concrete (Lab – 1000 PSI (lean); mix per Image 2 – lab mix sheet) in sub-structure/PCC, including batching, placing, compacting and curing, complete in all respects; excluding reinforcement and formwork measured separately. | cft | Missing from dashboard (code not in Item Library) | RCC-DM-AR-1000 | Added to dashboard Item Library with the same code, resources, adjusted quantities and OH/profit | 795 | Market-derived + assumptions | 575.55 | Cft | -27.6% | Differs 15–30% – build-ups differ (spec / mix / crew); see 04 vs the dashboard item
A | CIV-CON-003 | Providing and laying 6000 PSI concrete (Lab – 6000 PSI (DHA Multan sheet); mix per Image 3 – lab mix sheet) in structural members, including batching, placing, compacting and curing, complete in all respects; excluding reinforcement and formwork measured separately. | cft | Missing from dashboard (code not in Item Library) | RCC-DM-AR-6000 | Added to dashboard Item Library with the same code, resources, adjusted quantities and OH/profit | 1141 | INCOMPLETE – 1 blank/old input(s) | 927.84 | Cft | -18.68% | Differs 15–30% – build-ups differ (spec / mix / crew); see 04 vs the dashboard item
A | CIV-CON-004 | Providing and laying 1:3:6 concrete (Lab – 1:3:6 ratio (PCC); mix per Image 5 – lab mix sheet) in sub-structure/PCC, including batching, placing, compacting and curing, complete in all respects; excluding reinforcement and formwork measured separately. | cft | Missing from dashboard (code not in Item Library) | PCC-136-V | Added to dashboard Item Library with the same code, resources, adjusted quantities and OH/profit | 732 | Market-derived + assumptions | 668.57 | Cft | -8.665% | Within ±15% – consistent
A | CIV-CON-005 | Providing and laying 4500 PSI concrete (Lab – 4500 PSI; mix per Image 6 – lab mix sheet) in structural members, including batching, placing, compacting and curing, complete in all respects; excluding reinforcement and formwork measured separately. | cft | Missing from dashboard (code not in Item Library) | RCC-DM-AR-4500 | Added to dashboard Item Library with the same code, resources, adjusted quantities and OH/profit | 1073 | INCOMPLETE – 1 blank/old input(s) | 825.16 | Cft | -23.1% | Differs 15–30% – build-ups differ (spec / mix / crew); see 04 vs the dashboard item
A | CIV-CON-006 | Providing and laying 4000 PSI concrete (Lab – 4000 PSI; mix per Image 8 – lab mix sheet) in structural members, including batching, placing, compacting and curing, complete in all respects; excluding reinforcement and formwork measured separately. | cft | Missing from dashboard (code not in Item Library) | RCC-DM-AR-4000 | Added to dashboard Item Library with the same code, resources, adjusted quantities and OH/profit | 1049 | INCOMPLETE – 1 blank/old input(s) | 783.78 | Cft | -25.28% | Differs 15–30% – build-ups differ (spec / mix / crew); see 04 vs the dashboard item
A | CIV-CON-007 | Providing and laying 1500 PSI concrete (ACI-211 batch sheet – 1500 PSI; mix per Image 4 – ACI-211 summary (QA/QC)) in sub-structure/PCC, including batching, placing, compacting and curing, complete in all respects; excluding reinforcement and formwork measured separately. | cft | Missing from dashboard (code not in Item Library) | RCC-DM-ACI-1500 | Added to dashboard Item Library with the same code, resources, adjusted quantities and OH/profit | 787 | Market-derived + assumptions | 665.32 | Cft | -15.46% | Differs 15–30% – build-ups differ (spec / mix / crew); see 04 vs the dashboard item
A | CIV-CON-008 | Providing and laying 4000 PSI concrete (ACI-211 batch sheet – 4000 PSI; mix per Image 4 – ACI-211 summary) in structural members, including batching, placing, compacting and curing, complete in all respects; excluding reinforcement and formwork measured separately. | cft | Missing from dashboard (code not in Item Library) | RCC-DM-ACI-4000 | Added to dashboard Item Library with the same code, resources, adjusted quantities and OH/profit | 967 | INCOMPLETE – 1 blank/old input(s) | 862.86 | Cft | -10.77% | Within ±15% – consistent
A | CIV-CON-009 | Providing and laying 4500 PSI concrete (ACI-211 batch sheet – 4500 PSI; mix per Image 4 – ACI-211 summary) in structural members, including batching, placing, compacting and curing, complete in all respects; excluding reinforcement and formwork measured separately. | cft | Missing from dashboard (code not in Item Library) | RCC-DM-ACI-4500 | Added to dashboard Item Library with the same code, resources, adjusted quantities and OH/profit | 1014 | INCOMPLETE – 1 blank/old input(s) | 916.1 | Cft | -9.654% | Within ±15% – consistent
A | CIV-CON-010 | Providing and laying 6000 PSI concrete (ACI-211 batch sheet – 6000 PSI; mix per Image 4 – ACI-211 summary) in structural members, including batching, placing, compacting and curing, complete in all respects; excluding reinforcement and formwork measured separately. | cft | Missing from dashboard (code not in Item Library) | RCC-DM-ACI-6000 | Added to dashboard Item Library with the same code, resources, adjusted quantities and OH/profit | 1132 | INCOMPLETE – 1 blank/old input(s) | 1048.34 | Cft | -7.391% | Within ±15% – consistent
A | CIV-CON-011 | Providing and laying 3000 PSI concrete (J7 Emporium Mall B-17 batching plant – 3000 PSI; mix per Image 7 – J7 Group summary of batch weights) in structural members, including batching, placing, compacting and curing, complete in all respects; excluding reinforcement and formwork measured separately. | cft | Missing from dashboard (code not in Item Library) | RCC-DM-AR-3000 | Added to dashboard Item Library with the same code, resources, adjusted quantities and OH/profit | 921 | INCOMPLETE – 1 blank/old input(s) | 708.22 | Cft | -23.1% | Differs 15–30% – build-ups differ (spec / mix / crew); see 04 vs the dashboard item
A | CIV-CON-012 | Providing and laying 4000 PSI concrete (J7 Emporium Mall B-17 batching plant – 4000 PSI; mix per Image 7 – J7 Group summary of batch weights) in structural members, including batching, placing, compacting and curing, complete in all respects; excluding reinforcement and formwork measured separately. | cft | Missing from dashboard (code not in Item Library) | RCC-DM-AR-4000 | Added to dashboard Item Library with the same code, resources, adjusted quantities and OH/profit | 1027 | INCOMPLETE – 1 blank/old input(s) | 783.78 | Cft | -23.68% | Differs 15–30% – build-ups differ (spec / mix / crew); see 04 vs the dashboard item
A | CIV-CON-013 | Providing and laying 4500 PSI concrete (J7 Emporium Mall B-17 batching plant – 4500 PSI; mix per Image 7 – J7 Group summary of batch weights) in structural members, including batching, placing, compacting and curing, complete in all respects; excluding reinforcement and formwork measured separately. | cft | Missing from dashboard (code not in Item Library) | RCC-DM-AR-4500 | Added to dashboard Item Library with the same code, resources, adjusted quantities and OH/profit | 1071 | INCOMPLETE – 1 blank/old input(s) | 825.16 | Cft | -22.95% | Differs 15–30% – build-ups differ (spec / mix / crew); see 04 vs the dashboard item
A | CIV-CON-014 | Providing and laying 5000 PSI concrete (J7 Emporium Mall B-17 batching plant – 5000 PSI; mix per Image 7 – J7 Group summary of batch weights) in structural members, including batching, placing, compacting and curing, complete in all respects; excluding reinforcement and formwork measured separately. | cft | Missing from dashboard (code not in Item Library) | RCC-DM-AR-5000 | Added to dashboard Item Library with the same code, resources, adjusted quantities and OH/profit | 1119 | INCOMPLETE – 1 blank/old input(s) | 842.25 | Cft | -24.73% | Differs 15–30% – build-ups differ (spec / mix / crew); see 04 vs the dashboard item
A | CIV-CON-015 | Providing and laying 5500 PSI concrete (J7 Emporium Mall B-17 batching plant – 5500 PSI; mix per Image 7 – J7 Group summary of batch weights) in structural members, including batching, placing, compacting and curing, complete in all respects; excluding reinforcement and formwork measured separately. | cft | Missing from dashboard (code not in Item Library) | RCC-DM-AR-5500 | Added to dashboard Item Library with the same code, resources, adjusted quantities and OH/profit | 1134 | INCOMPLETE – 1 blank/old input(s) | 886.02 | Cft | -21.87% | Differs 15–30% – build-ups differ (spec / mix / crew); see 04 vs the dashboard item
A | CIV-CON-016 | Providing and laying plain cement concrete 1:4:8 (nominal volumetric, site-mixed) using OPC, Chenab sand and Margalla crush, including mixing, placing, compacting and curing, complete in all respects; excluding reinforcement and formwork measured separately. | cft | Missing from dashboard (code not in Item Library) | PCC-148-V | Added to dashboard Item Library with the same code, resources, adjusted quantities and OH/profit | 663 | Market-derived + assumptions | 619.7 | Cft | -6.531% | Within ±15% – consistent
A | CIV-CON-017 | Providing and laying reinforced cement concrete 1:2:4 (nominal volumetric, site-mixed) using OPC, Chenab sand and Margalla crush, including mixing, placing, compacting and curing, complete in all respects; excluding reinforcement and formwork measured separately. | cft | Missing from dashboard (code not in Item Library) | RCC-124 | Added to dashboard Item Library with the same code, resources, adjusted quantities and OH/profit | 792 | Market-derived + assumptions | 810.19 | Cft | 2.297% | Within ±15% – consistent
A | CIV-CON-018 | Providing and laying reinforced cement concrete 1:1.5:3 (nominal volumetric, site-mixed) using OPC, Chenab sand and Margalla crush, including mixing, placing, compacting and curing, complete in all respects; excluding reinforcement and formwork measured separately. | cft | Missing from dashboard (code not in Item Library) | RCC-1153 | Added to dashboard Item Library with the same code, resources, adjusted quantities and OH/profit | 873 | Market-derived + assumptions | 892.71 | Cft | 2.258% | Within ±15% – consistent
A | CIV-RFT-001 | Providing, cutting, bending and fixing Grade 60 deformed steel reinforcement including binding wire, chairs and spacers, complete in all respects. | kg | Missing from dashboard (code not in Item Library) | ST-200 | Added to dashboard Item Library with the same code, resources, adjusted quantities and OH/profit | 311 | Market-derived + assumptions | 321.58 | Kg | 3.402% | Within ±15% – consistent
A | CIV-MAS-001 | Providing and laying first class burnt brick masonry 9" thick and above in cement sand mortar 1:6 in superstructure, including scaffolding, curing, complete in all respects. | cft | Missing from dashboard (code not in Item Library) | CV-034 | Added to dashboard Item Library with the same code, resources, adjusted quantities and OH/profit | 497 | Market-derived + assumptions | 428.96 | Cft | -13.69% | Within ±15% – consistent
A | FIN-PLS-001 | Providing and applying 0.5" thick cement sand plaster 1:4 to walls, internal, including curing, complete in all respects. | Sft | Missing from dashboard (code not in Item Library) | PLS-I05-14 | Added to dashboard Item Library with the same code, resources, adjusted quantities and OH/profit | 68 | Market-derived + assumptions | 65.04 | Sft | -4.359% | Within ±15% – consistent
A | FIN-PLS-002 | Providing and applying 0.75" thick cement sand plaster 1:6 to walls, internal, including curing, complete in all respects. | Sft | Missing from dashboard (code not in Item Library) | PLS-I075-16 | Added to dashboard Item Library with the same code, resources, adjusted quantities and OH/profit | 84 | Market-derived + assumptions | 79.89 | Sft | -4.898% | Within ±15% – consistent
A | CIV-FWK-001 | Providing, erecting and stripping plywood formwork to horizontal soffit of slabs incl. staging/props, including release oil, cleaning and repairs, complete in all respects; measured as contact area. | Sft | Missing from dashboard (code not in Item Library) | FW-320 | Added to dashboard Item Library with the same code, resources, adjusted quantities and OH/profit | 106 | Market-derived + assumptions | 160.36 | Sft | 51.29% | Differs >30% – review both build-ups before pricing
A | CIV-FWK-002 | Providing, erecting and stripping plywood formwork to beam sides and soffits incl. props, including release oil, cleaning and repairs, complete in all respects; measured as contact area. | Sft | Missing from dashboard (code not in Item Library) | FW-310 | Added to dashboard Item Library with the same code, resources, adjusted quantities and OH/profit | 126 | Market-derived + assumptions | 191.08 | Sft | 51.65% | Differs >30% – review both build-ups before pricing
A | CIV-FWK-003 | Providing, erecting and stripping plywood formwork to column faces incl. yokes, ties and bracing, including release oil, cleaning and repairs, complete in all respects; measured as contact area. | Sft | Missing from dashboard (code not in Item Library) | FW-300 | Added to dashboard Item Library with the same code, resources, adjusted quantities and OH/profit | 104 | Market-derived + assumptions | 175.32 | Sft | 68.58% | Differs >30% – review both build-ups before pricing
A | CIV-FWK-004 | Providing, erecting and stripping plywood formwork to wall faces (each face measured) incl. ties and bracing, including release oil, cleaning and repairs, complete in all respects; measured as contact area. | Sft | Missing from dashboard (code not in Item Library) | FW-330 | Added to dashboard Item Library with the same code, resources, adjusted quantities and OH/profit | 103 | Market-derived + assumptions | 188.83 | Sft | 83.33% | Differs >30% – review both build-ups before pricing
A | CIV-MAS-003 | Providing and laying 8" hollow block masonry 8" thick in cement sand mortar 1:6 in walls and partitions, including curing, complete in all respects; openings >1.0 Sft deducted. | Sft | Missing from dashboard (code not in Item Library) | BLK-H8-16 | Added to dashboard Item Library with the same code, resources, adjusted quantities and OH/profit | 335 | Market-derived + assumptions | 383.12 | Sft | 14.36% | Within ±15% – consistent
A | CIV-MAS-004 | Providing and laying 6" hollow block masonry 6" thick in cement sand mortar 1:6 in walls and partitions, including curing, complete in all respects; openings >1.0 Sft deducted. | Sft | Missing from dashboard (code not in Item Library) | BLK-H6-16 | Added to dashboard Item Library with the same code, resources, adjusted quantities and OH/profit | 264 | Market-derived + assumptions | 320.06 | Sft | 21.23% | Differs 15–30% – build-ups differ (spec / mix / crew); see 04 vs the dashboard item
A | CIV-MAS-005 | Providing and laying 4" solid block masonry 4" thick in cement sand mortar 1:6 in walls and partitions, including curing, complete in all respects; openings >1.0 Sft deducted. | Sft | Missing from dashboard (code not in Item Library) | BLK-S4-16 | Added to dashboard Item Library with the same code, resources, adjusted quantities and OH/profit | 280 | Market-derived + assumptions | 342.85 | Sft | 22.44% | Differs 15–30% – build-ups differ (spec / mix / crew); see 04 vs the dashboard item
A | CIV-MAS-002 | Providing and laying first class burnt brick masonry 4.5" thick in cement sand mortar 1:4 in partitions, including curing, complete in all respects. | Sft | Missing from dashboard (code not in Item Library) | BRK-45-14 | Added to dashboard Item Library with the same code, resources, adjusted quantities and OH/profit | 193 | Market-derived + assumptions | 167.09 | Sft | -13.42% | Within ±15% – consistent
A | FIN-SCR-001 | Providing and laying 1.5" thick cement sand screed 1:4 to floors/roofs, laid to level or falls, including bonding slurry and curing, complete in all respects. | Sft | Missing from dashboard (code not in Item Library) | CV-067 | Added to dashboard Item Library with the same code, resources, adjusted quantities and OH/profit | 131 | Market-derived + assumptions | 130.16 | Sft | -0.6386% | Within ±15% – consistent
A | FIN-SCR-002 | Providing and laying 2.0" thick cement sand screed 1:4 to floors/roofs, laid to level or falls, including bonding slurry and curing, complete in all respects. | Sft | Missing from dashboard (code not in Item Library) | QS-SCR-2 | Added to dashboard Item Library with the same code, resources, adjusted quantities and OH/profit | 165 | Market-derived + assumptions | 146.94 | Sft | -10.95% | Within ±15% – consistent
A | FIN-SCR-003 | Providing and laying 3.0" thick cement sand screed 1:3 to floors/roofs, laid to level or falls, including bonding slurry and curing, complete in all respects. | Sft | Missing from dashboard (code not in Item Library) | CV-068 | Added to dashboard Item Library with the same code, resources, adjusted quantities and OH/profit | 251 | Market-derived + assumptions | 220.17 | Sft | -12.28% | Within ±15% – consistent
A | FIN-WPF-001 | Providing and applying one layer 4-thick APP modified bitumen membrane, torch-applied over bitumen primer on roof/terrace slabs incl. upstands, laps and angle fillets, complete in all respects. | Sft | Missing from dashboard (code not in Item Library) | WP-400 | Added to dashboard Item Library with the same code, resources, adjusted quantities and OH/profit | 162 | INCOMPLETE – 1 blank/old input(s) | 143.85 | Sft | -11.21% | Within ±15% – consistent
A | FIN-WPF-002 | Providing and applying two-coat polymer-modified cementitious waterproofing to toilets, wet areas and tanks, including surface preparation and corner reinforcement, complete in all respects. | Sft | Missing from dashboard (code not in Item Library) | CV-048 | Added to dashboard Item Library with the same code, resources, adjusted quantities and OH/profit | 73 | INCOMPLETE – 1 blank/old input(s) | 82.77 | Sft | 13.38% | Within ±15% – consistent
A | FIN-WPF-003 | Providing and laying 1.5" thick damp proof course in cement concrete 1:2:4 with two coats of hot bitumen at plinth level, complete in all respects. | Sft | Missing from dashboard (code not in Item Library) | CV-047 | Added to dashboard Item Library with the same code, resources, adjusted quantities and OH/profit | 145 | Market-derived + assumptions | 160.83 | Sft | 10.91% | Within ±15% – consistent
A | FIN-FLR-001 | Providing and laying 24"x24" porcelain floor tiles of approved make on cementitious tile adhesive over prepared screed, including grouting, cleaning and protection, complete in all respects. | Sft | Missing from dashboard (code not in Item Library) | FN-500 | Added to dashboard Item Library with the same code, resources, adjusted quantities and OH/profit | 324 | Market-derived + assumptions | 496.13 | Sft | 53.13% | Differs >30% – review both build-ups before pricing
A | FIN-FLR-002 | Providing and laying ceramic floor tiles of approved make on cementitious tile adhesive over prepared screed, including grouting, cleaning and protection, complete in all respects. | Sft | Missing from dashboard (code not in Item Library) | — no equivalent (concept missing) | Added to dashboard Item Library with the same code, resources, adjusted quantities and OH/profit | 218 | Market-derived + assumptions
A | FIN-WAL-001 | Providing and fixing ceramic wall tiles of approved make on cementitious tile adhesive over plastered surface, including grouting, cutting around fixtures and cleaning, complete in all respects. | Sft | Missing from dashboard (code not in Item Library) | FN-505 | Added to dashboard Item Library with the same code, resources, adjusted quantities and OH/profit | 222 | Market-derived + assumptions | 366.43 | Sft | 65.06% | Differs >30% – review both build-ups before pricing
A | FIN-WAL-002 | Providing and fixing porcelain wall tiles of approved make on cementitious tile adhesive, including grouting and cleaning, complete in all respects. | Sft | Missing from dashboard (code not in Item Library) | QS-TIL-W2448 | Added to dashboard Item Library with the same code, resources, adjusted quantities and OH/profit | 328 | Market-derived + assumptions | 376.95 | Sft | 14.92% | Within ±15% – consistent
A | FIN-FLR-003 | Providing and laying Marble Ziarat White 3/4" marble flooring in 1" thick cement sand mortar 1:4 with cement slurry, including jointing and curing, complete in all respects; grinding and polishing measured separately. | Sft | Missing from dashboard (code not in Item Library) | FN-510 | Added to dashboard Item Library with the same code, resources, adjusted quantities and OH/profit | 537 | Market-derived + assumptions | 616.75 | Sft | 14.85% | Within ±15% – consistent
A | FIN-FLR-004 | Providing and laying Marble Tavera 3/4" marble flooring in 1" thick cement sand mortar 1:4 with cement slurry, including jointing and curing, complete in all respects; grinding and polishing measured separately. | Sft | Missing from dashboard (code not in Item Library) | FN-510 | Added to dashboard Item Library with the same code, resources, adjusted quantities and OH/profit | 227 | Market-derived + assumptions | 616.75 | Sft | 171.7% | Differs >30% – review both build-ups before pricing
A | FIN-CLG-001 | Providing and fixing concealed-grid suspended ceiling of Gypsum 1/2" standard gypsum board on GI main and furring channels with hangers, wall angle, screws, joint tape and compound, ready to receive paint, complete in all respects; painting measured separately. | Sft | Missing from dashboard (code not in Item Library) | FN-550 | Added to dashboard Item Library with the same code, resources, adjusted quantities and OH/profit | 255 | Market-derived + assumptions | 325.95 | Sft | 27.82% | Differs 15–30% – build-ups differ (spec / mix / crew); see 04 vs the dashboard item
A | FIN-CLG-002 | Providing and fixing concealed-grid suspended ceiling of Gypsum 1/2" moisture-resistant gypsum board on GI main and furring channels with hangers, wall angle, screws, joint tape and compound, ready to receive paint, complete in all respects; painting measured separately. | Sft | Missing from dashboard (code not in Item Library) | FN-550 | Added to dashboard Item Library with the same code, resources, adjusted quantities and OH/profit | 297 | Market-derived + assumptions | 325.95 | Sft | 9.746% | Within ±15% – consistent
A | FIN-PNT-001 | Providing and applying plastic emulsion paint to internal plastered walls/ceilings: one coat primer, two coats putty sanded smooth and two finish coats, complete in all respects. | Sft | Missing from dashboard (code not in Item Library) | FN-535 | Added to dashboard Item Library with the same code, resources, adjusted quantities and OH/profit | 58 | Market-derived + assumptions | 71.98 | Sft | 24.1% | Differs 15–30% – build-ups differ (spec / mix / crew); see 04 vs the dashboard item
A | FIN-PNT-002 | Providing and applying exterior weather-shield acrylic paint to external plastered surfaces: one coat alkali-resistant primer and two finish coats, complete in all respects; scaffolding/cradle measured separately. | Sft | Missing from dashboard (code not in Item Library) | FN-540 | Added to dashboard Item Library with the same code, resources, adjusted quantities and OH/profit | 101 | Market-derived + assumptions | 121.84 | Sft | 20.64% | Differs 15–30% – build-ups differ (spec / mix / crew); see 04 vs the dashboard item
A | PRE-GEN-001 | Providing, erecting, maintaining for one month and dismantling steel tubular scaffolding to external elevations, complete in all respects. | Sft | Missing from dashboard (code not in Item Library) | CV-066 | Added to dashboard Item Library with the same code, resources, adjusted quantities and OH/profit | 89 | Market-derived + assumptions | 88.5 | Sft | -0.5618% | Within ±15% – consistent
A | PRE-GEN-002 | Collecting, loading and carting away construction debris to approved dump, complete in all respects. | cft | Missing from dashboard (code not in Item Library) | CV-005 | Added to dashboard Item Library with the same code, resources, adjusted quantities and OH/profit | 77 | Market-derived + assumptions | 64.9 | Cft | -15.71% | Differs 15–30% – build-ups differ (spec / mix / crew); see 04 vs the dashboard item
A | CIV-EW-001 | Excavation in ordinary soil by excavator for foundations/basement, including trimming, dressing and stacking within 150 ft, complete in all respects; disposal measured separately. | cft | Missing from dashboard (code not in Item Library) | CV-008 | Added to dashboard Item Library with the same code, resources, adjusted quantities and OH/profit | 11 | Market-derived + assumptions | 15.36 | Cft | 39.64% | Differs >30% – review both build-ups before pricing
A | CIV-EW-002 | Excavation in hard soil by excavator for foundations/basement, including trimming, dressing and stacking within 150 ft, complete in all respects; disposal measured separately. | cft | Missing from dashboard (code not in Item Library) | EX-115 | Added to dashboard Item Library with the same code, resources, adjusted quantities and OH/profit | 13 | Market-derived + assumptions | 314.05 | Cft | 2316% | Differs >30% – review both build-ups before pricing
A | CIV-EW-003 | Excavation by manual labour in ordinary soil in trenches up to 5 ft deep, including trimming and stacking, complete in all respects. | cft | Missing from dashboard (code not in Item Library) | EX-110 | Added to dashboard Item Library with the same code, resources, adjusted quantities and OH/profit | 23 | Market-derived + assumptions | 119.13 | Cft | 417.9% | Differs >30% – review both build-ups before pricing
A | CIV-EW-004 | Backfilling with selected excavated material in 6" layers, watered and compacted with plate compactor to 95% MDD, complete in all respects. | cft | Missing from dashboard (code not in Item Library) | EX-120 | Added to dashboard Item Library with the same code, resources, adjusted quantities and OH/profit | 13 | Market-derived + assumptions | 26.02 | Cft | 100.1% | Differs >30% – review both build-ups before pricing
A | CIV-EW-005 | Providing and filling Ravi sand under floors in 6" layers, watered and compacted, complete in all respects. | cft | Missing from dashboard (code not in Item Library) | CV-013 | Added to dashboard Item Library with the same code, resources, adjusted quantities and OH/profit | 85 | Market-derived + assumptions | 89.94 | Cft | 5.807% | Within ±15% – consistent
A | CIV-EW-006 | Loading surplus excavated earth by machine and disposing within 5-mile lead, complete in all respects. | cft | Missing from dashboard (code not in Item Library) | CV-009 | Added to dashboard Item Library with the same code, resources, adjusted quantities and OH/profit | 53 | Market-derived + assumptions | 53.1 | Cft | 0.1887% | Within ±15% – consistent
A | CIV-EW-007 | Providing anti-termite treatment to foundation bottoms, sides and under floors with approved chemical emulsion, complete in all respects. | Sft | Missing from dashboard (code not in Item Library) | EX-140 | Added to dashboard Item Library with the same code, resources, adjusted quantities and OH/profit | 11 | Market-derived + assumptions | 30.22 | Sft | 174.8% | Differs >30% – review both build-ups before pricing
A | FIN-DOR-001 | Providing and fixing 1.75" solid-core veneered flush door 3'x7' in deodar frame 3"x5" with SS hinges, mortice lock, stopper and polish, complete in all respects. | Nos | Missing from dashboard (code not in Item Library) | — no equivalent (concept missing) | Added to dashboard Item Library with the same code, resources, adjusted quantities and OH/profit | 56329 | Market-derived + assumptions
A | FIN-DOR-002 | Supplying and installing 90-minute fire-rated steel door set 3'x7' complete with frame and certified ironmongery, complete in all respects. | Nos | Missing from dashboard (code not in Item Library) | CV-087 | Added to dashboard Item Library with the same code, resources, adjusted quantities and OH/profit | 71943 | Market-derived + assumptions | 3811.03 | Sft |  | Different unit of measurement – compare after conversion
A | FIN-WIN-001 | Supplying, fabricating and installing aluminium sliding window with glazing and hardware, sealed with silicone, complete in all respects. | Sft | Missing from dashboard (code not in Item Library) | FN-570 | Added to dashboard Item Library with the same code, resources, adjusted quantities and OH/profit | 1659 | Market-derived + assumptions | 2362.52 | Sft | 42.41% | Differs >30% – review both build-ups before pricing
A | FIN-WIN-002 | Supplying, fabricating and installing upvc window with glazing and hardware, sealed with silicone, complete in all respects. | Sft | Missing from dashboard (code not in Item Library) | CV-089 | Added to dashboard Item Library with the same code, resources, adjusted quantities and OH/profit | 3370 | Market-derived + assumptions | 3363 | Sft | -0.2077% | Within ±15% – consistent
A | FIN-JNR-001 | Providing and fixing kitchen base cabinet 2'-0" deep x 2'-10" high in laminated 3/4" board with hardware, excluding worktop, complete in all respects. | Rft | Missing from dashboard (code not in Item Library) | CV-095 | Added to dashboard Item Library with the same code, resources, adjusted quantities and OH/profit | 7120 | Market-derived + assumptions | 7670 | Rft | 7.725% | Within ±15% – consistent
A | FAC-CW-001 | Supplying and installing unitized aluminium curtain wall with DGU, brackets, fire-stop and sealants, complete in all respects. | Sft | Missing from dashboard (code not in Item Library) | CV-098 | Added to dashboard Item Library with the same code, resources, adjusted quantities and OH/profit | 5356 | Market-derived + assumptions | 5310 | Sft | -0.8588% | Within ±15% – consistent
A | FAC-ACP-001 | Providing and fixing PVDF aluminium composite panel cladding on aluminium subframe with brackets, anchors and weather-seal, complete in all respects. | Sft | Missing from dashboard (code not in Item Library) | CV-099 | Added to dashboard Item Library with the same code, resources, adjusted quantities and OH/profit | 2137 | Market-derived + assumptions | 885 | Sft | -58.59% | Differs >30% – review both build-ups before pricing
A | FAC-STN-001 | Providing and fixing 1.25" granite cladding with SS 316 anchors, open/sealed joints, complete in all respects. | Sft | Missing from dashboard (code not in Item Library) | — no equivalent (concept missing) | Added to dashboard Item Library with the same code, resources, adjusted quantities and OH/profit | 2024 | Market-derived + assumptions
A | EXT-PAV-001 | Providing and laying grey tuff tiles on 2" compacted sand bed with sand-filled joints, compacted with plate compactor, complete in all respects; edge restraint measured separately. | Sft | Missing from dashboard (code not in Item Library) | EW-950 | Added to dashboard Item Library with the same code, resources, adjusted quantities and OH/profit | 223 | Market-derived + assumptions | 276.76 | Sft | 24.11% | Differs 15–30% – build-ups differ (spec / mix / crew); see 04 vs the dashboard item
A | EXT-KRB-001 | Providing and laying precast concrete kerb on 1:4:8 PCC bedding and haunching, pointed in 1:3 mortar, complete in all respects. | Rft | Missing from dashboard (code not in Item Library) | CV-119 | Added to dashboard Item Library with the same code, resources, adjusted quantities and OH/profit | 684 | Market-derived + assumptions | 673.84 | Rft | -1.486% | Within ±15% – consistent
A | EXT-RD-001 | Providing, laying and compacting granular subbase in 6" layers to 98% MDD, complete in all respects. | cft | Missing from dashboard (code not in Item Library) | CV-120 | Added to dashboard Item Library with the same code, resources, adjusted quantities and OH/profit | 153 | Market-derived + assumptions | 168.07 | Cft | 9.848% | Within ±15% – consistent
A | EXT-RD-002 | Providing and laying 2" asphaltic concrete wearing course incl. tack coat, compacted, complete in all respects. | Sft | Missing from dashboard (code not in Item Library) | CV-122 | Added to dashboard Item Library with the same code, resources, adjusted quantities and OH/profit | 168 | Market-derived + assumptions | 330.4 | Sft | 96.67% | Differs >30% – review both build-ups before pricing
A | EXT-DRN-001 | Constructing brick manhole 3'x3' internal, 5' deep, 9" walls in 1:6 on 6" PCC 1:4:8 base, ½" plaster 1:3 inside, with cover and frame, complete in all respects; excavation measured separately. | Nos | Missing from dashboard (code not in Item Library) | EW-960 | Added to dashboard Item Library with the same code, resources, adjusted quantities and OH/profit | 55911 | Market-derived + assumptions | 55153.36 | Nos | -1.355% | Within ±15% – consistent
A | EXT-LND-001 | Providing and laying grass turf on prepared ground, watered and maintained till establishment, complete in all respects. | Sft | Missing from dashboard (code not in Item Library) | CV-128 | Added to dashboard Item Library with the same code, resources, adjusted quantities and OH/profit | 15 | Market-derived + assumptions | 60.95 | Sft | 306.4% | Differs >30% – review both build-ups before pricing
A | PLB-PPR-075 | Providing and fixing PPR PN-20 pipe 1/2" with fusion-welded fittings and clamps, concealed or exposed, pressure-tested, complete in all respects. | Rft | Missing from dashboard (code not in Item Library) | — no equivalent (concept missing) | Added to dashboard Item Library with the same code, resources, adjusted quantities and OH/profit | 293 | INCOMPLETE – 1 blank/old input(s)
A | PLB-PPR-100 | Providing and fixing PPR PN-20 pipe 3/4" with fusion-welded fittings and clamps, concealed or exposed, pressure-tested, complete in all respects. | Rft | Missing from dashboard (code not in Item Library) | MP-201A | Added to dashboard Item Library with the same code, resources, adjusted quantities and OH/profit | 357 | INCOMPLETE – 1 blank/old input(s) | 256.81 | Rft | -28.06% | Differs 15–30% – build-ups differ (spec / mix / crew); see 04 vs the dashboard item
A | PLB-PPR-125 | Providing and fixing PPR PN-20 pipe 1" with fusion-welded fittings and clamps, concealed or exposed, pressure-tested, complete in all respects. | Rft | Missing from dashboard (code not in Item Library) | MP-201B | Added to dashboard Item Library with the same code, resources, adjusted quantities and OH/profit | 493 | INCOMPLETE – 1 blank/old input(s) | 362.25 | Rft | -26.52% | Differs 15–30% – build-ups differ (spec / mix / crew); see 04 vs the dashboard item
A | PLB-PPR-150 | Providing and fixing PPR PN-20 pipe 1-1/4" with fusion-welded fittings and clamps, concealed or exposed, pressure-tested, complete in all respects. | Rft | Missing from dashboard (code not in Item Library) | MP-201C | Added to dashboard Item Library with the same code, resources, adjusted quantities and OH/profit | 700 | INCOMPLETE – 1 blank/old input(s) | 509.21 | Rft | -27.26% | Differs 15–30% – build-ups differ (spec / mix / crew); see 04 vs the dashboard item
A | PLB-PPR-175 | Providing and fixing PPR PN-20 pipe 1-1/2" with fusion-welded fittings and clamps, concealed or exposed, pressure-tested, complete in all respects. | Rft | Missing from dashboard (code not in Item Library) | MP-201D | Added to dashboard Item Library with the same code, resources, adjusted quantities and OH/profit | 1046 | INCOMPLETE – 1 blank/old input(s) | 565.55 | Rft | -45.93% | Differs >30% – review both build-ups before pricing
A | PLB-PPR-200 | Providing and fixing PPR PN-20 pipe 2" with fusion-welded fittings and clamps, concealed or exposed, pressure-tested, complete in all respects. | Rft | Missing from dashboard (code not in Item Library) | MP-201E | Added to dashboard Item Library with the same code, resources, adjusted quantities and OH/profit | 1613 | INCOMPLETE – 1 blank/old input(s) | 1061.76 | Rft | -34.17% | Differs >30% – review both build-ups before pricing
A | PLB-PPR-250 | Providing and fixing PPR PN-20 pipe 2-1/2" with fusion-welded fittings and clamps, concealed or exposed, pressure-tested, complete in all respects. | Rft | Missing from dashboard (code not in Item Library) | MP-201F | Added to dashboard Item Library with the same code, resources, adjusted quantities and OH/profit | 2348 | INCOMPLETE – 1 blank/old input(s) | 1891.94 | Rft | -19.42% | Differs 15–30% – build-ups differ (spec / mix / crew); see 04 vs the dashboard item
A | PLB-PPR-300 | Providing and fixing PPR PN-20 pipe 3" with fusion-welded fittings and clamps, concealed or exposed, pressure-tested, complete in all respects. | Rft | Missing from dashboard (code not in Item Library) | MP-201G | Added to dashboard Item Library with the same code, resources, adjusted quantities and OH/profit | 3525 | INCOMPLETE – 1 blank/old input(s) | 2512.83 | Rft | -28.71% | Differs 15–30% – build-ups differ (spec / mix / crew); see 04 vs the dashboard item
A | PLB-PPR-400 | Providing and fixing PPR PN-20 pipe 4" with fusion-welded fittings and clamps, concealed or exposed, pressure-tested, complete in all respects. | Rft | Missing from dashboard (code not in Item Library) | MP-201H | Added to dashboard Item Library with the same code, resources, adjusted quantities and OH/profit | 5323 | INCOMPLETE – 1 blank/old input(s) | 3898.61 | Rft | -26.76% | Differs 15–30% – build-ups differ (spec / mix / crew); see 04 vs the dashboard item
A | PLB-SWV-200 | Providing and fixing uPVC soil/waste/vent pipe 2" to BS EN 1329 with solvent-welded fittings and clamps, tested, complete in all respects. | Rft | Missing from dashboard (code not in Item Library) | MP-301A | Added to dashboard Item Library with the same code, resources, adjusted quantities and OH/profit | 408 | INCOMPLETE – 1 blank/old input(s) | 411.49 | Rft | 0.8566% | Within ±15% – consistent
A | PLB-SWV-300 | Providing and fixing uPVC soil/waste/vent pipe 3" to BS EN 1329 with solvent-welded fittings and clamps, tested, complete in all respects. | Rft | Missing from dashboard (code not in Item Library) | MP-301B | Added to dashboard Item Library with the same code, resources, adjusted quantities and OH/profit | 752 | INCOMPLETE – 1 blank/old input(s) | 694.33 | Rft | -7.668% | Within ±15% – consistent
A | PLB-SWV-400 | Providing and fixing uPVC soil/waste/vent pipe 4" to BS EN 1329 with solvent-welded fittings and clamps, tested, complete in all respects. | Rft | Missing from dashboard (code not in Item Library) | MP-301C | Added to dashboard Item Library with the same code, resources, adjusted quantities and OH/profit | 1151 | INCOMPLETE – 1 blank/old input(s) | 1075.66 | Rft | -6.546% | Within ±15% – consistent
A | PLB-FIX-001 | Supplying and fixing floor-mounted WC with cistern and seat, connected to supply and drainage, complete in all respects. | Nos | Missing from dashboard (code not in Item Library) | PL-720 | Added to dashboard Item Library with the same code, resources, adjusted quantities and OH/profit | 43520 | Market-derived + assumptions | 45778.34 | Set |  | Different unit of measurement – compare after conversion
A | PLB-FIX-002 | Supplying and fixing wash basin with pedestal and mixer, bottle trap and connections, complete in all respects. | Nos | Missing from dashboard (code not in Item Library) | PL-730 | Added to dashboard Item Library with the same code, resources, adjusted quantities and OH/profit | 24735 | Market-derived + assumptions | 24317.79 | Set |  | Different unit of measurement – compare after conversion
A | FF-PIP-100 | Providing and installing black steel Sch-40 pipe 1" for fire-fighting with fittings, hangers and red enamel, hydro-tested, complete in all respects. | Rft | Missing from dashboard (code not in Item Library) | MF-401A | Added to dashboard Item Library with the same code, resources, adjusted quantities and OH/profit | 808 | INCOMPLETE – 2 blank/old input(s) | 817.82 | Rft | 1.215% | Within ±15% – consistent
A | FF-PIP-200 | Providing and installing black steel Sch-40 pipe 2" for fire-fighting with fittings, hangers and red enamel, hydro-tested, complete in all respects. | Rft | Missing from dashboard (code not in Item Library) | MF-401D | Added to dashboard Item Library with the same code, resources, adjusted quantities and OH/profit | 1563 | INCOMPLETE – 2 blank/old input(s) | 1609.92 | Rft | 3.002% | Within ±15% – consistent
A | FF-PIP-400 | Providing and installing black steel Sch-40 pipe 4" grooved for fire-fighting with fittings, hangers and red enamel, hydro-tested, complete in all respects. | Rft | Missing from dashboard (code not in Item Library) | MF-401G | Added to dashboard Item Library with the same code, resources, adjusted quantities and OH/profit | 4085 | INCOMPLETE – 2 blank/old input(s) | 4215.94 | Rft | 3.205% | Within ±15% – consistent
A | FF-SPL-001 | Supplying and installing pendent sprinkler head with 1" drop (avg 3 Rft), complete in all respects. | Nos | Missing from dashboard (code not in Item Library) | FF-810 | Added to dashboard Item Library with the same code, resources, adjusted quantities and OH/profit | 4221 | INCOMPLETE – 1 blank/old input(s) | 3467.17 | Nos | -17.86% | Differs 15–30% – build-ups differ (spec / mix / crew); see 04 vs the dashboard item
A | FF-HR-001 | Supplying and installing hose reel cabinet complete with reel, valve and nozzle, complete in all respects. | Nos | Missing from dashboard (code not in Item Library) | — no equivalent (concept missing) | Added to dashboard Item Library with the same code, resources, adjusted quantities and OH/profit | 124082 | Market-derived + assumptions
A | ELE-CND-075 | Providing and laying uPVC conduit 3/4" concealed in walls/slabs including chasing and making good, sockets and bends, complete in all respects. | Rft | Missing from dashboard (code not in Item Library) | EL-600 | Added to dashboard Item Library with the same code, resources, adjusted quantities and OH/profit | 111 | Market-derived + assumptions | 77.5 | Rft | -30.18% | Differs >30% – review both build-ups before pricing
A | ELE-CND-100 | Providing and laying uPVC conduit 1" concealed in walls/slabs including chasing and making good, sockets and bends, complete in all respects. | Rft | Missing from dashboard (code not in Item Library) | — no equivalent (concept missing) | Added to dashboard Item Library with the same code, resources, adjusted quantities and OH/profit | 134 | Market-derived + assumptions
A | ELE-CBL-329 | Providing and drawing single-core PVC copper wire 3/.029 (BS-2004) in conduit, complete in all respects. | Rft | Missing from dashboard (code not in Item Library) | EL-610 | Added to dashboard Item Library with the same code, resources, adjusted quantities and OH/profit | 37 | Market-derived + assumptions | 48.5 | Rft | 31.07% | Differs >30% – review both build-ups before pricing
A | ELE-CBL-729 | Providing and drawing single-core PVC copper wire 7/.029 (BS-2004) in conduit, complete in all respects. | Rft | Missing from dashboard (code not in Item Library) | — no equivalent (concept missing) | Added to dashboard Item Library with the same code, resources, adjusted quantities and OH/profit | 55 | Market-derived + assumptions
A | ELE-CBL-744 | Providing and drawing single-core PVC copper wire 7/.044 (BS-2004) in conduit, complete in all respects. | Rft | Missing from dashboard (code not in Item Library) | — no equivalent (concept missing) | Added to dashboard Item Library with the same code, resources, adjusted quantities and OH/profit | 83 | Market-derived + assumptions
A | ELE-PNT-001 | Wiring a light point with 3/.029 wires (phase, neutral, earth) in 3/4" uPVC conduit, avg 25 Rft run, with switch, boxes, complete in all respects. | Nos | Missing from dashboard (code not in Item Library) | EL-615 | Added to dashboard Item Library with the same code, resources, adjusted quantities and OH/profit | 5719 | Market-derived + assumptions | 6231.56 | Point |  | Different unit of measurement – compare after conversion
A | ELE-PNT-002 | Wiring a 15A power point with 7/.029 wires in 3/4" uPVC conduit, avg 30 Rft run, with socket and box, complete in all respects. | Nos | Missing from dashboard (code not in Item Library) | EL-620 | Added to dashboard Item Library with the same code, resources, adjusted quantities and OH/profit | 8903 | Market-derived + assumptions | 1689.93 | Nos | -81.02% | Differs >30% – review both build-ups before pricing
A | ELE-ERT-001 | Constructing earth pit with copper electrode, GI pipe, earth-enhancing compound and inspection chamber, tested, complete in all respects. | Nos | Missing from dashboard (code not in Item Library) | EL-660 | Added to dashboard Item Library with the same code, resources, adjusted quantities and OH/profit | 58536 | Market-derived + assumptions | 28373.63 | Nos | -51.53% | Differs >30% – review both build-ups before pricing
A | ELE-DB-001 | Supplying and installing populated distribution board, terminated and tested, complete in all respects. | Nos | Missing from dashboard (code not in Item Library) | EL-640 | Added to dashboard Item Library with the same code, resources, adjusted quantities and OH/profit | 75656 | INCOMPLETE – 1 blank/old input(s) | 18930.5 | Nos | -74.98% | Differs >30% – review both build-ups before pricing
A | ELV-CCTV-001 | Supplying and installing IP camera with Cat-6 cable in 3/4" conduit (avg 100 Rft), terminated and configured, complete in all respects. | Nos | Missing from dashboard (code not in Item Library) | MX-1203 | Added to dashboard Item Library with the same code, resources, adjusted quantities and OH/profit | 25723 | Market-derived + assumptions | 13002.12 | Nos | -49.45% | Differs >30% – review both build-ups before pricing
A | LS-FA-001 | Supplying and installing addressable smoke detector with base, fire-rated cable in 3/4" conduit (avg 30 Rft), tested, complete in all respects. | Nos | Missing from dashboard (code not in Item Library) | MX-1104 | Added to dashboard Item Library with the same code, resources, adjusted quantities and OH/profit | 16825 | Market-derived + assumptions | 9519.5 | Nos | -43.42% | Differs >30% – review both build-ups before pricing
A | MEP-HVAC-001 | Fabricating and installing GI rectangular ductwork with joints, sealant and hangers, measured on duct surface area, complete in all respects. | Sft | Missing from dashboard (code not in Item Library) | MH-301 | Added to dashboard Item Library with the same code, resources, adjusted quantities and OH/profit | 385 | Market-derived + assumptions | 315 | Sft | -18.18% | Differs 15–30% – build-ups differ (spec / mix / crew); see 04 vs the dashboard item
A | MEP-HVAC-002 | Providing and fixing 1" duct insulation with foil facing, taped joints, complete in all respects. | Sft | Missing from dashboard (code not in Item Library) | MN-H10 | Added to dashboard Item Library with the same code, resources, adjusted quantities and OH/profit | 495 | Market-derived + assumptions | 81.42 | Sft | -83.55% | Differs >30% – review both build-ups before pricing
A | MEP-HVAC-003 | Supplying and installing 1.5-ton inverter split AC with 15 Rft insulated copper pipe pair, drain and brackets, commissioned, complete in all respects. | Nos | Missing from dashboard (code not in Item Library) | MN-H18 | Added to dashboard Item Library with the same code, resources, adjusted quantities and OH/profit | 173033 | Market-derived + assumptions | 4720 | Nos | -97.27% | Differs >30% – review both build-ups before pricing
A | LFT-001 | Supplying, installing, testing and commissioning passenger lift per specification, complete in all respects. | Nos | Missing from dashboard (code not in Item Library) | — no equivalent (concept missing) | Added to dashboard Item Library with the same code, resources, adjusted quantities and OH/profit | 10030000 | Market-derived + assumptions
A | MISC-RLG-001 | Providing and fixing SS 304 handrail 2" dia on SS posts @4 ft, welded and polished, complete in all respects. | Rft | Missing from dashboard (code not in Item Library) | FN-580 | Added to dashboard Item Library with the same code, resources, adjusted quantities and OH/profit | 3740 | Market-derived + assumptions | 4700.27 | Rft | 25.68% | Differs 15–30% – build-ups differ (spec / mix / crew); see 04 vs the dashboard item
A | MISC-GLB-001 | Providing and fixing 1/2" toughened glass balustrade 3'-6" high in SS spigots, complete in all respects. | Rft | Missing from dashboard (code not in Item Library) | CV-097 | Added to dashboard Item Library with the same code, resources, adjusted quantities and OH/profit | 7080 | Market-derived + assumptions | 7080 | Rft | 0% | Within ±15% – consistent
A | ELE-CND-050 | Providing and laying uPVC conduit 1/2" concealed/exposed including sockets, bends, saddles and making good, complete in all respects. | Rft | Missing from dashboard (code not in Item Library) | — no equivalent (concept missing) | Added to dashboard Item Library with the same code, resources, adjusted quantities and OH/profit | 87 | Market-derived + assumptions
A | ELE-CND-125 | Providing and laying uPVC conduit 1-1/4" concealed/exposed including sockets, bends, saddles and making good, complete in all respects. | Rft | Missing from dashboard (code not in Item Library) | — no equivalent (concept missing) | Added to dashboard Item Library with the same code, resources, adjusted quantities and OH/profit | 197 | Market-derived + assumptions
A | ELE-CND-150 | Providing and laying uPVC conduit 1-1/2" concealed/exposed including sockets, bends, saddles and making good, complete in all respects. | Rft | Missing from dashboard (code not in Item Library) | — no equivalent (concept missing) | Added to dashboard Item Library with the same code, resources, adjusted quantities and OH/profit | 244 | Market-derived + assumptions
A | ELE-CND-200 | Providing and laying uPVC conduit 2" concealed/exposed including sockets, bends, saddles and making good, complete in all respects. | Rft | Missing from dashboard (code not in Item Library) | — no equivalent (concept missing) | Added to dashboard Item Library with the same code, resources, adjusted quantities and OH/profit | 329 | Market-derived + assumptions
A | FIN-FLR-005 | Providing and laying vinyl/SPC plank flooring of approved make over levelled screed, including adhesive/underlay as required and trims, complete in all respects. | Sft | Missing from dashboard (code not in Item Library) | CV-081 | Added to dashboard Item Library with the same code, resources, adjusted quantities and OH/profit | 328 | Market-derived + assumptions | 570.24 | Sft | 73.85% | Differs >30% – review both build-ups before pricing
A | FIN-FLR-006 | Providing and laying floating laminate flooring on foam underlay with trims, complete in all respects. | Sft | Missing from dashboard (code not in Item Library) | CV-082 | Added to dashboard Item Library with the same code, resources, adjusted quantities and OH/profit | 461 | Market-derived + assumptions | 563.45 | Sft | 22.22% | Differs 15–30% – build-ups differ (spec / mix / crew); see 04 vs the dashboard item
A | FIN-FLR-007 | Providing and applying epoxy self-levelling floor system (primer, body coat, top coat) over prepared concrete, complete in all respects. | Sft | Missing from dashboard (code not in Item Library) | CV-080 | Added to dashboard Item Library with the same code, resources, adjusted quantities and OH/profit | 236 | Market-derived + assumptions | 236 | Sft | 0% | Within ±15% – consistent
A | FIN-SKT-001 | Providing and fixing 4" high porcelain tile skirting on adhesive with grouting, complete in all respects. | Rft | Missing from dashboard (code not in Item Library) | CV-083 | Added to dashboard Item Library with the same code, resources, adjusted quantities and OH/profit | 126 | Market-derived + assumptions | 164.69 | Rft | 30.71% | Differs >30% – review both build-ups before pricing
A | FIN-PLS-003 | Providing and applying 0.75" thick cement sand plaster 1:4 to external elevations (one face), including curing; scaffold/cradle measured separately, complete in all respects. | Sft | Missing from dashboard (code not in Item Library) | PLS-E075-14 | Added to dashboard Item Library with the same code, resources, adjusted quantities and OH/profit | 92 | Market-derived + assumptions | 91.1 | Sft | -0.9794% | Within ±15% – consistent
A | FIN-PLS-004 | Providing and applying 0.375" thick cement sand plaster 1:3 to RCC ceilings/soffits, including hacking and curing, complete in all respects. | Sft | Missing from dashboard (code not in Item Library) | CV-057 | Added to dashboard Item Library with the same code, resources, adjusted quantities and OH/profit | 70 | Market-derived + assumptions | 64.85 | Sft | -7.355% | Within ±15% – consistent
A | FIN-SCR-004 | Providing and laying 1" thick cement sand screed 1:3 to floors, including bonding slurry and curing, complete in all respects. | Sft | Missing from dashboard (code not in Item Library) | SC-420 | Added to dashboard Item Library with the same code, resources, adjusted quantities and OH/profit | 106 | Market-derived + assumptions | 86.52 | Sft | -18.37% | Differs 15–30% – build-ups differ (spec / mix / crew); see 04 vs the dashboard item
A | CIV-MAS-006 | Providing and laying first class burnt brick masonry in foundation and plinth in cement sand mortar 1:4, complete in all respects. | cft | Missing from dashboard (code not in Item Library) | CV-035 | Added to dashboard Item Library with the same code, resources, adjusted quantities and OH/profit | 514 | Market-derived + assumptions | 416.82 | Cft | -18.91% | Differs 15–30% – build-ups differ (spec / mix / crew); see 04 vs the dashboard item
A | CIV-CON-019 | Providing and laying plain cement concrete 1:3:6 (nominal, site-mixed) in blinding/sub-base, including compacting and curing, complete in all respects. | cft | Missing from dashboard (code not in Item Library) | PCC-136-V | Added to dashboard Item Library with the same code, resources, adjusted quantities and OH/profit | 684 | Market-derived + assumptions | 668.57 | Cft | -2.255% | Within ±15% – consistent
A | CIV-FWK-005 | Providing, erecting and stripping plywood formwork to staircase waist soffit, risers and stringers incl. props, complete in all respects; contact area. | Sft | Missing from dashboard (code not in Item Library) | FW-340 | Added to dashboard Item Library with the same code, resources, adjusted quantities and OH/profit | 126 | Market-derived + assumptions | 236.86 | Sft | 87.98% | Differs >30% – review both build-ups before pricing
A | CIV-FWK-006 | Providing, erecting and stripping plywood formwork to sides of footings, rafts and ground beams, complete in all respects; contact area. | Sft | Missing from dashboard (code not in Item Library) | FW-350 | Added to dashboard Item Library with the same code, resources, adjusted quantities and OH/profit | 103 | Market-derived + assumptions | 139.27 | Sft | 35.21% | Differs >30% – review both build-ups before pricing
A | CIV-RFT-002 | Providing, cutting, bending and fixing Grade 60 reinforcement, per ton (1,000 kg), complete in all respects. | ton | Missing from dashboard (code not in Item Library) | ST-200 | Added to dashboard Item Library with the same code, resources, adjusted quantities and OH/profit | 311270 | Market-derived + assumptions | 321.58 | Kg |  | Different unit of measurement – compare after conversion
A | CIV-CON-020 | Providing and placing ready-mix concrete 4000 PSI from approved plant, pumped, compacted and cured, complete in all respects; excluding reinforcement and formwork. | cft | Missing from dashboard (code not in Item Library) | RCC-RMC-4000 | Added to dashboard Item Library with the same code, resources, adjusted quantities and OH/profit | 551 | Market-derived + assumptions | 598.2 | Cft | 8.567% | Within ±15% – consistent
A | CIV-CON-021 | Providing and placing ready-mix concrete 4500 PSI from approved plant, pumped, compacted and cured, complete in all respects; excluding reinforcement and formwork. | cft | Missing from dashboard (code not in Item Library) | RCC-RMC-4500 | Added to dashboard Item Library with the same code, resources, adjusted quantities and OH/profit | 544 | Market-derived + assumptions | 590.7 | Cft | 8.584% | Within ±15% – consistent
A | CIV-CON-022 | Providing and placing ready-mix concrete 6500 PSI from approved plant, pumped, compacted and cured, complete in all respects; excluding reinforcement and formwork. | cft | Missing from dashboard (code not in Item Library) | RCC-RMC-6000 | Added to dashboard Item Library with the same code, resources, adjusted quantities and OH/profit | 660 | Market-derived + assumptions | 677.5 | Cft | 2.652% | Within ±15% – consistent
A | CIV-CON-023 | Providing and placing ready-mix concrete Lean from approved plant, pumped, compacted and cured, complete in all respects; excluding reinforcement and formwork. | cft | Missing from dashboard (code not in Item Library) | CV-016 | Added to dashboard Item Library with the same code, resources, adjusted quantities and OH/profit | 471 | Market-derived + assumptions | 465.67 | Cft | -1.131% | Within ±15% – consistent
B | PRE-GEN-003 | Mobilization / demobilization | Job | Missing from both workbook and dashboard | — | Developed in 04 (structure complete; vendor rate blank – listed in 16 RFQ) and added to the dashboard | 590000 | Market-derived + assumptions
B | PRE-GEN-004 | Site office & establishment | Job | Missing from both workbook and dashboard | — | Developed in 04 (structure complete; vendor rate blank – listed in 16 RFQ) and added to the dashboard | 1770000 | Market-derived + assumptions
B | PRE-GEN-005 | Temporary water & power | Month | Missing from both workbook and dashboard | — | Developed in 04 (structure complete; vendor rate blank – listed in 16 RFQ) and added to the dashboard | 177000 | Market-derived + assumptions
B | PRE-GEN-006 | Concrete testing | Nos | Missing from both workbook and dashboard | — | Developed in 04 (structure complete; vendor rate blank – listed in 16 RFQ) and added to the dashboard | 5310 | Market-derived + assumptions
B | PRE-GEN-007 | Final cleaning | Sft | Missing from both workbook and dashboard | — | Developed in 04 (structure complete; vendor rate blank – listed in 16 RFQ) and added to the dashboard | 7 | Market-derived + assumptions
B | CIV-CON-024 | RCC extra labour above ground storey | cft | Missing from both workbook and dashboard | — | Developed in 04 (priced from dated MRS / GRN inputs) and added to the dashboard | 72 | Market-derived + assumptions
B | CIV-MAS-007..011 | Brickwork extra labour by floor (1st–4th and above) | cft | Missing from both workbook and dashboard | — | Developed in 04 (priced from dated MRS / GRN inputs) and added to the dashboard | 21 | Market-derived + assumptions
B | FIN-PLS-005 | Plaster above 20 ft extra | Sft | Missing from both workbook and dashboard | — | Developed in 04 (priced from dated MRS / GRN inputs) and added to the dashboard | 8 | Market-derived + assumptions
B | FIN-FLR-008 | Flooring extra per storey | Sft | Missing from both workbook and dashboard | — | Developed in 04 (priced from dated MRS / GRN inputs) and added to the dashboard | 14 | Market-derived + assumptions
B | FIN-CLG-003 | Fire-rated gypsum ceiling | Sft | Missing from both workbook and dashboard | — | Developed in 04 (structure complete; vendor rate blank – listed in 16 RFQ) and added to the dashboard | 312 | Market-derived + assumptions
B | FIN-CLG-004 | Metal clip-in ceiling | Sft | Missing from both workbook and dashboard | — | Developed in 04 (structure complete; vendor rate blank – listed in 16 RFQ) and added to the dashboard | 531 | Market-derived + assumptions
B | FIN-CLG-005 | Ceiling access panel | Nos | Missing from both workbook and dashboard | — | Developed in 04 (structure complete; vendor rate blank – listed in 16 RFQ) and added to the dashboard | 7670 | Market-derived + assumptions
B | FIN-FLR-009 | Carpet tiles | Sft | Missing from both workbook and dashboard | — | Developed in 04 (structure complete; vendor rate blank – listed in 16 RFQ) and added to the dashboard | 413 | Market-derived + assumptions
B | FIN-WAL-003 | Wallpaper | Sft | Missing from both workbook and dashboard | — | Developed in 04 (structure complete; vendor rate blank – listed in 16 RFQ) and added to the dashboard | 212 | Market-derived + assumptions
B | FIN-WAL-004 | Acoustic wall panels | Sft | Missing from both workbook and dashboard | — | Developed in 04 (structure complete; vendor rate blank – listed in 16 RFQ) and added to the dashboard | 1062 | Market-derived + assumptions
B | FIN-DOR-003 | Frameless glass door | Nos | Missing from both workbook and dashboard | — | Developed in 04 (structure complete; vendor rate blank – listed in 16 RFQ) and added to the dashboard | 141600 | Market-derived + assumptions
B | FAC-GRC-001 | GRC panels | Sft | Missing from both workbook and dashboard | — | Developed in 04 (structure complete; vendor rate blank – listed in 16 RFQ) and added to the dashboard | 1416 | Market-derived + assumptions
B | FAC-EIFS-001 | EIFS | Sft | Missing from both workbook and dashboard | — | Developed in 04 (structure complete; vendor rate blank – listed in 16 RFQ) and added to the dashboard | 767 | Market-derived + assumptions
B | FAC-CNP-001 | Canopy | Sft | Missing from both workbook and dashboard | — | Developed in 04 (structure complete; vendor rate blank – listed in 16 RFQ) and added to the dashboard | 4130 | Market-derived + assumptions
B | FAC-SKY-001 | Skylight | Sft | Missing from both workbook and dashboard | — | Developed in 04 (structure complete; vendor rate blank – listed in 16 RFQ) and added to the dashboard | 2950 | Market-derived + assumptions
B | PLB-HDPE-110 | HDPE pipe | Rft | Missing from both workbook and dashboard | — | Developed in 04 (priced from dated MRS / GRN inputs) and added to the dashboard | 965 | INCOMPLETE – 4 blank/old input(s)
B | PLB-CPVC-100 | CPVC pipe | Rft | Missing from both workbook and dashboard | — | Developed in 04 (structure complete; vendor rate blank – listed in 16 RFQ) and added to the dashboard | 321 | Market-derived + assumptions
B | PLB-URN-001 | Urinal | Nos | Missing from both workbook and dashboard | — | Developed in 04 (structure complete; vendor rate blank – listed in 16 RFQ) and added to the dashboard | 34925 | Market-derived + assumptions
B | FF-LV-001 | Landing valve | Nos | Missing from both workbook and dashboard | — | Developed in 04 (priced from dated MRS / GRN inputs) and added to the dashboard | 54573 | INCOMPLETE – 1 blank/old input(s)
B | LS-FST-001 | Fire stopping | Rft | Missing from both workbook and dashboard | — | Developed in 04 (structure complete; vendor rate blank – listed in 16 RFQ) and added to the dashboard | 413 | Market-derived + assumptions
B | ELV-ACS-001 | Access control | Nos | Missing from both workbook and dashboard | — | Developed in 04 (structure complete; vendor rate blank – listed in 16 RFQ) and added to the dashboard | 100300 | Market-derived + assumptions
B | ELE-MDB-001 | Main distribution board | Nos | Missing from both workbook and dashboard | — | Developed in 04 (structure complete; vendor rate blank – listed in 16 RFQ) and added to the dashboard | 2360000 | Market-derived + assumptions
B | MEP-HVAC-004 | VRF system | TR | Missing from both workbook and dashboard | — | Developed in 04 (structure complete; vendor rate blank – listed in 16 RFQ) and added to the dashboard | 354000 | Market-derived + assumptions
B | LFT-002 | Escalator | Nos | Missing from both workbook and dashboard | — | Developed in 04 (structure complete; vendor rate blank – listed in 16 RFQ) and added to the dashboard | 25960000 | Market-derived + assumptions
B | EXT-IRR-001 | Irrigation | Sft | Missing from both workbook and dashboard | — | Developed in 04 (structure complete; vendor rate blank – listed in 16 RFQ) and added to the dashboard | 94 | Market-derived + assumptions
B | MISC-SGN-001 | Signage | Sft | Missing from both workbook and dashboard | — | Developed in 04 (priced from dated MRS / GRN inputs) and added to the dashboard | 2449 | INCOMPLETE – 1 blank/old input(s)

## 18 DASHBOARD RECONCILIATION
18 · DASHBOARD RECONCILIATION – workbook 03 vs dashboard Item Library (same code)
Dashboard figures read from the built page on 2026-09-27 (raCalc, Lahore). Workbook rate = 03 col O direct cost + 8% OH + 10% profit, unrounded (col S rounds it). OK = same unit, same description, same resource rows and ¦difference¦ < 0.05 PKR.
Item code | Unit (workbook) | Unit (dashboard) | Description match | Resource rows (workbook) | Resource rows (dashboard) | Rows match | Direct cost (workbook) | Rate excl. tax (workbook) | Rate (dashboard) | Difference PKR | Final rate rounded (03 S) | Dashboard rate lines used | Result
CIV-CON-001 | Cft | Cft | yes | 11 | 11 | yes | 993.8985 | 1172.8002 | 1172.8002 | -9.3914e-07 | 1173 | ADMIX-SP, CEM, CRSH-SG, EQ-MIX, EQ-VIB, L-HELPER, L-MASON, MAT-WTR, P-PUMP, SAND-LP | OK
CIV-CON-002 | Cft | Cft | yes | 10 | 10 | yes | 673.3263 | 794.5251 | 794.5251 | -7.0267e-06 | 795 | CEM, CRSH-MG, EQ-MIX, EQ-VIB, L-HELPER, L-MASON, MAT-WTR, P-PUMP, SAND-LP | OK
CIV-CON-003 | Cft | Cft | yes | 11 | 11 | yes | 966.8855 | 1140.9248 | 1140.9248 | -5.9665e-07 | 1141 | ADMIX-SP, CEM, CRSH-MG, EQ-MIX, EQ-VIB, L-HELPER, L-MASON, MAT-WTR, P-PUMP, SAND-LP | OK
CIV-CON-004 | Cft | Cft | yes | 10 | 10 | yes | 620.5437 | 732.2416 | 732.2416 | -9.8463e-06 | 732 | CEM, CRSH-MG, EQ-MIX, EQ-VIB, L-HELPER, L-MASON, MAT-SND-ZDP, MAT-WTR, P-PUMP | OK
CIV-CON-005 | Cft | Cft | yes | 11 | 11 | yes | 909.1417 | 1072.7872 | 1072.7872 | -8.8481e-06 | 1073 | ADMIX-SP, CEM, CRSH-MG, EQ-MIX, EQ-VIB, L-HELPER, L-MASON, MAT-WTR, P-PUMP, SAND-LP | OK
CIV-CON-006 | Cft | Cft | yes | 11 | 11 | yes | 888.6602 | 1048.6191 | 1048.6191 | 3.6416e-06 | 1049 | ADMIX-SP, CEM, CRSH-MG, EQ-MIX, EQ-VIB, L-HELPER, L-MASON, MAT-WTR, P-PUMP, SAND-LP | OK
CIV-CON-007 | Cft | Cft | yes | 9 | 9 | yes | 667.0932 | 787.17 | 787.17 | 2.1209e-06 | 787 | CEM, CRSH-MG, EQ-MIX, EQ-VIB, L-HELPER, L-MASON, MAT-WTR, P-PUMP, SAND-LP | OK
CIV-CON-008 | Cft | Cft | yes | 12 | 12 | yes | 819.8378 | 967.4086 | 967.4086 | 3.18e-06 | 967 | ADMIX-SP, CEM, CRSH-MG, EQ-MIX, EQ-VIB, L-HELPER, L-MASON, MAT-WTR, P-PUMP, SAND-LP | OK
CIV-CON-009 | Cft | Cft | yes | 12 | 12 | yes | 859.3281 | 1014.0071 | 1014.0071 | 5.704e-06 | 1014 | ADMIX-SP, CEM, CRSH-MG, EQ-MIX, EQ-VIB, L-HELPER, L-MASON, MAT-WTR, P-PUMP, SAND-LP | OK
CIV-CON-010 | Cft | Cft | yes | 12 | 12 | yes | 959.5909 | 1132.3173 | 1132.3172 | -8.8469e-06 | 1132 | ADMIX-SP, CEM, CRSH-MG, EQ-MIX, EQ-VIB, L-HELPER, L-MASON, MAT-WTR, P-PUMP, SAND-LP | OK
CIV-CON-011 | Cft | Cft | yes | 12 | 12 | yes | 780.6551 | 921.173 | 921.173 | -1.6558e-06 | 921 | ADMIX-SP, CEM, CRSH-MG, EQ-MIX, EQ-VIB, L-HELPER, L-MASON, MAT-WTR, P-PUMP, SAND-LP | OK
CIV-CON-012 | Cft | Cft | yes | 12 | 12 | yes | 870.1336 | 1026.7576 | 1026.7576 | -6.1297e-06 | 1027 | ADMIX-SP, CEM, CRSH-MG, EQ-MIX, EQ-VIB, L-HELPER, L-MASON, MAT-WTR, P-PUMP, SAND-LP | OK
CIV-CON-013 | Cft | Cft | yes | 12 | 12 | yes | 907.7299 | 1071.1213 | 1071.1213 | -2.6345e-06 | 1071 | ADMIX-SP, CEM, CRSH-MG, EQ-MIX, EQ-VIB, L-HELPER, L-MASON, MAT-WTR, P-PUMP, SAND-LP | OK
CIV-CON-014 | Cft | Cft | yes | 12 | 12 | yes | 948.6053 | 1119.3543 | 1119.3543 | -4.4021e-06 | 1119 | ADMIX-SP, CEM, CRSH-MG, EQ-MIX, EQ-VIB, L-HELPER, L-MASON, MAT-WTR, P-PUMP, SAND-LP | OK
CIV-CON-015 | Cft | Cft | yes | 12 | 12 | yes | 961.1546 | 1134.1624 | 1134.1624 | 8.5309e-06 | 1134 | ADMIX-SP, CEM, CRSH-MG, EQ-MIX, EQ-VIB, L-HELPER, L-MASON, MAT-WTR, P-PUMP, SAND-LP | OK
CIV-CON-016 | Cft | Cft | yes | 8 | 8 | yes | 562.2265 | 663.4273 | 663.4273 | 7.7795e-06 | 663 | CEM, CRSH-MG, EQ-MIX, EQ-VIB, L-HELPER, L-MASON, MAT-WTR, SAND-CH | OK
CIV-CON-017 | Cft | Cft | yes | 8 | 8 | yes | 671.3524 | 792.1958 | 792.1958 | 0 | 792 | CEM, CRSH-MG, EQ-MIX, EQ-VIB, L-HELPER, L-MASON, MAT-WTR, SAND-CH | OK
CIV-CON-018 | Cft | Cft | yes | 8 | 8 | yes | 740.0476 | 873.2562 | 873.2562 | -1.1369e-13 | 873 | CEM, CRSH-MG, EQ-MIX, EQ-VIB, L-HELPER, L-MASON, MAT-WTR, SAND-CH | OK
CIV-RFT-001 | Kg | Kg | yes | 4 | 4 | yes | 263.7878 | 311.2696 | 311.2696 | 1.0457e-05 | 311 | BWIRE, L-HELPER, L-STEEL, STL60 | OK
CIV-MAS-001 | Cft | Cft | yes | 5 | 5 | yes | 421.2725 | 497.1015 | 497.1015 | -7.965e-06 | 497 | BRK-1, CEM, L-HELPER, L-MASON, SAND-CH | OK
FIN-PLS-001 | Sft | Sft | yes | 4 | 4 | yes | 57.9556 | 68.3876 | 68.3876 | 0 | 68 | CEM, L-HELPER, L-PLMASON, SAND-CH | OK
FIN-PLS-002 | Sft | Sft | yes | 4 | 4 | yes | 71.021 | 83.8048 | 83.8048 | -7.965e-06 | 84 | CEM, L-HELPER, L-PLMASON, SAND-CH | OK
CIV-FWK-001 | Sft | Sft | yes | 7 | 7 | yes | 89.9537 | 106.1454 | 106.1455 | 3.7123e-05 | 106 | EQ-PROP, L-CARP, L-HELPER, MAT-PLY-18, MAT-SHOIL, NAILS, QE-TIMB-CFT | OK
CIV-FWK-002 | Sft | Sft | yes | 7 | 7 | yes | 106.7604 | 125.9773 | 125.9773 | 2.1633e-05 | 126 | EQ-PROP, L-CARP, L-HELPER, MAT-PLY-18, MAT-SHOIL, NAILS, QE-TIMB-CFT | OK
CIV-FWK-003 | Sft | Sft | yes | 6 | 6 | yes | 88.3571 | 104.2614 | 104.2614 | 6.1439e-06 | 104 | L-CARP, L-HELPER, MAT-PLY-18, MAT-SHOIL, NAILS, QE-TIMB-CFT | OK
CIV-FWK-004 | Sft | Sft | yes | 6 | 6 | yes | 87.6727 | 103.4538 | 103.4538 | 3.2357e-05 | 103 | L-CARP, L-HELPER, MAT-PLY-18, MAT-SHOIL, NAILS, QE-TIMB-CFT | OK
CIV-MAS-003 | Sft | Sft | yes | 5 | 5 | yes | 283.6734 | 334.7346 | 334.7346 | -7.4493e-06 | 335 | BLK-H8, CEM, L-HELPER, L-MASON, SAND-CH | OK
CIV-MAS-004 | Sft | Sft | yes | 5 | 5 | yes | 224.1389 | 264.4839 | 264.4839 | -1.1274e-05 | 264 | BLK-H6, CEM, L-HELPER, L-MASON, SAND-CH | OK
CIV-MAS-005 | Sft | Sft | yes | 5 | 5 | yes | 237.3297 | 280.0491 | 280.0491 | 1.6342e-05 | 280 | BLK-S4, CEM, L-HELPER, L-MASON, SAND-CH | OK
CIV-MAS-002 | Sft | Sft | yes | 5 | 5 | yes | 163.6902 | 193.1544 | 193.1544 | -1.4703e-05 | 193 | BRK-1, CEM, L-HELPER, L-MASON, SAND-CH | OK
FIN-SCR-001 | Sft | Sft | yes | 4 | 4 | yes | 110.8603 | 130.8151 | 130.8152 | 8.065e-06 | 131 | CEM, L-HELPER, L-MASON, SAND-CH | OK
FIN-SCR-002 | Sft | Sft | yes | 4 | 4 | yes | 139.7146 | 164.8632 | 164.8632 | 2.8422e-14 | 165 | CEM, L-HELPER, L-MASON, SAND-CH | OK
FIN-SCR-003 | Sft | Sft | yes | 4 | 4 | yes | 212.3116 | 250.5277 | 250.5277 | 1.1058e-05 | 251 | CEM, L-HELPER, L-MASON, SAND-CH | OK
FIN-WPF-001 | Sft | Sft | yes | 6 | 6 | yes | 137.5576 | 162.318 | 162.318 | 2.3799e-05 | 162 | EQ-TORCH, L-HELPER, LAB-WPA, MAT-BIT-PRM, MAT-LPG, MAT-MEM-APP | OK
FIN-WPF-002 | Sft | Sft | yes | 3 | 3 | yes | 61.81 | 72.9358 | 72.9358 | -1.4703e-05 | 73 | L-HELPER, LAB-WPA, MAT-CWP | OK
FIN-WPF-003 | Sft | Sft | yes | 6 | 6 | yes | 122.711 | 144.799 | 144.799 | 0 | 145 | BITUMEN, CEM, CRSH-MG, L-HELPER, L-MASON, SAND-CH | OK
FIN-FLR-001 | Sft | Sft | yes | 5 | 5 | yes | 274.655 | 324.0929 | 324.0929 | -1.5883e-05 | 324 | L-HELPER, L-TILE, MAT-GRT, MAT-TADH, MAT-TIL-POR | OK
FIN-FLR-002 | Sft | Sft | yes | 5 | 5 | yes | 184.775 | 218.0345 | 218.0345 | -1.5883e-05 | 218 | L-HELPER, L-TILE, MAT-GRT, MAT-TADH, MAT-TIL-CER | OK
FIN-WAL-001 | Sft | Sft | yes | 5 | 5 | yes | 187.7133 | 221.5017 | 221.5017 | 2.5567e-06 | 222 | L-HELPER, L-TILE, MAT-GRT, MAT-TADH, MAT-TIL-CER | OK
FIN-WAL-002 | Sft | Sft | yes | 5 | 5 | yes | 277.5933 | 327.5601 | 327.5601 | 2.5567e-06 | 328 | L-HELPER, L-TILE, MAT-GRT, MAT-TADH, MAT-TIL-POR | OK
FIN-FLR-003 | Sft | Sft | yes | 5 | 5 | yes | 454.7444 | 536.5985 | 536.5985 | 3.717e-06 | 537 | CEM, L-HELPER, L-TILE, MAT-MBL-ZW, SAND-CH | OK
FIN-FLR-004 | Sft | Sft | yes | 5 | 5 | yes | 192.5944 | 227.2615 | 227.2615 | 3.717e-06 | 227 | CEM, L-HELPER, L-TILE, MAT-MBL-TV, SAND-CH | OK
FIN-CLG-001 | Sft | Sft | yes | 3 | 3 | yes | 215.6867 | 254.5103 | 254.5103 | -2.6039e-06 | 255 | L-HELPER, LAB-CLG, MAT-GYP-SYS12 | OK
FIN-CLG-002 | Sft | Sft | yes | 3 | 3 | yes | 251.7767 | 297.0965 | 297.0965 | -2.6039e-06 | 297 | L-HELPER, LAB-CLG, MAT-GYP-SYSMR | OK
FIN-PNT-001 | Sft | Sft | yes | 5 | 5 | yes | 49.0596 | 57.8904 | 57.8904 | 2.2105e-06 | 58 | L-HELPER, L-PAINT, MAT-PNT-PE, MAT-PNT-PRM, MAT-PUTTY | OK
FIN-PNT-002 | Sft | Sft | yes | 4 | 4 | yes | 85.9336 | 101.4017 | 101.4017 | -5.4347e-06 | 101 | L-HELPER, L-PAINT, MAT-PNT-PRM, MAT-PNT-WS | OK
PRE-GEN-001 | Sft | Sft | yes | 3 | 3 | yes | 75 | 88.5 | 88.5 | 0 | 89 | EQ-SCAF, L-HELPER, LAB-SCF | OK
PRE-GEN-002 | Cft | Cft | yes | 2 | 2 | yes | 65.5067 | 77.2979 | 77.2979 | -6.0495e-06 | 77 | EQ-TRUCK, L-HELPER | OK
CIV-EW-001 | Cft | Cft | yes | 2 | 2 | yes | 9.523 | 11.2371 | 11.2371 | -1.7764e-15 | 11 | EQ-EXC, L-HELPER | OK
CIV-EW-002 | Cft | Cft | yes | 2 | 2 | yes | 11.164 | 13.1735 | 13.1735 | 0 | 13 | EQ-EXC-H, L-HELPER | OK
CIV-EW-003 | Cft | Cft | yes | 1 | 1 | yes | 19.225 | 22.6855 | 22.6855 | 0 | 23 | L-HELPER | OK
CIV-EW-004 | Cft | Cft | yes | 3 | 3 | yes | 10.8997 | 12.8616 | 12.8616 | -6.0495e-06 | 13 | EQ-COMP, L-HELPER, MAT-WTR | OK
CIV-EW-005 | Cft | Cft | yes | 4 | 4 | yes | 71.9326 | 84.8804 | 84.8804 | -8.066e-06 | 85 | EQ-COMP, L-HELPER, MAT-WTR, SAND-RV | OK
CIV-EW-006 | Cft | Cft | yes | 2 | 2 | yes | 45 | 53.1 | 53.1 | 0 | 53 | EQ-EXC, EQ-TRUCK | OK
CIV-EW-007 | Sft | Sft | yes | 2 | 2 | yes | 9.038 | 10.6648 | 10.6648 | 0 | 11 | L-HELPER, MAT-ATC | OK
FIN-DOR-001 | Nos | Nos | yes | 9 | 9 | yes | 47736.0274 | 56328.5123 | 56328.5123 | 0 | 56329 | L-CARP, L-HELPER, L-PAINT, MAT-DOR-FL, MAT-DSTP, MAT-HNG, MAT-LCK, MAT-POL, MAT-TIM-DEO | OK
FIN-DOR-002 | Nos | Nos | yes | 3 | 3 | yes | 60969 | 71943.42 | 71943.42 | 0 | 71943 | FIRE-DOOR, L-CARP, L-HELPER | OK
FIN-WIN-001 | Sft | Sft | yes | 4 | 4 | yes | 1405.9333 | 1659.0013 | 1659.0013 | -1.7503e-06 | 1659 | L-HELPER, LAB-GLZ, MAT-ALW, MAT-SIL | OK
FIN-WIN-002 | Sft | Sft | yes | 4 | 4 | yes | 2855.9333 | 3370.0013 | 3370.0013 | -1.7503e-06 | 3370 | L-HELPER, LAB-GLZ, MAT-SIL, UPVC-WIN | OK
FIN-JNR-001 | Rft | Rft | yes | 4 | 4 | yes | 6034.2 | 7120.356 | 7120.356 | 0 | 7120 | L-CARP, L-HELPER, MAT-CAB-HW, MAT-MDF-18 | OK
FAC-CW-001 | Sft | Sft | yes | 3 | 3 | yes | 4538.75 | 5355.725 | 5355.725 | 0 | 5356 | EQ-CRADLE, MAT-CW, MAT-FSTOP | OK
FAC-ACP-001 | Sft | Sft | yes | 7 | 7 | yes | 1810.825 | 2136.7735 | 2136.7735 | 4.5475e-13 | 2137 | EQ-CRADLE, L-HELPER, LAB-CLD, MAT-ACP, MAT-ALSF, MAT-BRKT, MAT-SIL | OK
FAC-STN-001 | Sft | Sft | yes | 6 | 6 | yes | 1714.8307 | 2023.5002 | 2023.5002 | -1.2952e-05 | 2024 | EQ-CRADLE, L-HELPER, LAB-CLD, MAT-GRN, MAT-SIL, MAT-SSANC | OK
EXT-PAV-001 | Sft | Sft | yes | 5 | 5 | yes | 188.824 | 222.8123 | 222.8123 | -2.6039e-06 | 223 | EQ-COMP, L-HELPER, L-MASON, MAT-TUFF, SAND-RV | OK
EXT-KRB-001 | Rft | Rft | yes | 6 | 6 | yes | 579.8583 | 684.2328 | 684.2328 | 2.6039e-06 | 684 | CEM, CRSH-MG, L-HELPER, L-MASON, MAT-KERB, SAND-CH | OK
EXT-RD-001 | Cft | Cft | yes | 4 | 4 | yes | 129.578 | 152.902 | 152.902 | 0 | 153 | EQ-ROL, GRAVEL-SB, L-HELPER, MAT-WTR | OK
EXT-RD-002 | Sft | Sft | yes | 1 | 1 | yes | 142.31 | 167.9258 | 167.9258 | 0 | 168 | MAT-ASPH | OK
EXT-DRN-001 | Nos | Nos | yes | 7 | 7 | yes | 47382.2743 | 55911.0837 | 55911.0837 | 2.655e-06 | 55911 | BRK-1, CEM, CRSH-MG, L-HELPER, L-MASON, MAT-MHC, SAND-CH | OK
EXT-LND-001 | Sft | Sft | yes | 2 | 2 | yes | 12.526 | 14.7807 | 14.7807 | 0 | 15 | GRASS-DHAKA, L-HELPER | OK
PLB-PPR-075 | Rft | Rft | yes | 7 | 7 | yes | 248.4343 | 293.1525 | 293.1525 | -1.1405e-05 | 293 | L-HELPER, L-PLUMB, MAT-CLMP, MAT-PPR-075, MAT-PPR-075-EL, MAT-PPR-075-SO, MAT-PPR-075-TE | OK
PLB-PPR-100 | Rft | Rft | yes | 7 | 7 | yes | 302.4673 | 356.9115 | 356.9114 | -1.1435e-05 | 357 | L-HELPER, L-PLUMB, MAT-CLMP, MAT-PPR-100, MAT-PPR-100-EL, MAT-PPR-100-SO, MAT-PPR-100-TE | OK
PLB-PPR-125 | Rft | Rft | yes | 7 | 7 | yes | 417.7155 | 492.9043 | 492.9043 | -1.1502e-05 | 493 | L-HELPER, L-PLUMB, MAT-CLMP, MAT-PPR-125, MAT-PPR-125-EL, MAT-PPR-125-SO, MAT-PPR-125-TE | OK
PLB-PPR-150 | Rft | Rft | yes | 7 | 7 | yes | 593.2703 | 700.0589 | 700.0589 | 6.2038e-06 | 700 | L-HELPER, L-PLUMB, MAT-CLMP, MAT-PPR-150, MAT-PPR-150-EL, MAT-PPR-150-SO, MAT-PPR-150-TE | OK
PLB-PPR-175 | Rft | Rft | yes | 7 | 7 | yes | 886.0866 | 1045.5822 | 1045.5822 | 5.8282e-06 | 1046 | L-HELPER, L-PLUMB, MAT-CLMP, MAT-PPR-175, MAT-PPR-175-EL, MAT-PPR-175-SO, MAT-PPR-175-TE | OK
PLB-PPR-200 | Rft | Rft | yes | 7 | 7 | yes | 1367.188 | 1613.2819 | 1613.2819 | 5.3982e-06 | 1613 | L-HELPER, L-PLUMB, MAT-CLMP, MAT-PPR-200, MAT-PPR-200-EL, MAT-PPR-200-SO, MAT-PPR-200-TE | OK
PLB-PPR-250 | Rft | Rft | yes | 7 | 7 | yes | 1989.5029 | 2347.6134 | 2347.6134 | -1.7949e-06 | 2348 | L-HELPER, L-PLUMB, MAT-CLMP, MAT-PPR-250, MAT-PPR-250-EL, MAT-PPR-250-SO, MAT-PPR-250-TE | OK
PLB-PPR-300 | Rft | Rft | yes | 7 | 7 | yes | 2987.2492 | 3524.954 | 3524.954 | -3.3853e-06 | 3525 | L-HELPER, L-PLUMB, MAT-CLMP, MAT-PPR-300, MAT-PPR-300-EL, MAT-PPR-300-SO, MAT-PPR-300-TE | OK
PLB-PPR-400 | Rft | Rft | yes | 7 | 7 | yes | 4511.096 | 5323.0933 | 5323.0933 | -3.4814e-06 | 5323 | L-HELPER, L-PLUMB, MAT-CLMP, MAT-PPR-400, MAT-PPR-400-EL, MAT-PPR-400-SO, MAT-PPR-400-TE | OK
PLB-SWV-200 | Rft | Rft | yes | 7 | 7 | yes | 345.7842 | 408.0253 | 408.0253 | 6.9755e-06 | 408 | L-HELPER, L-PLUMB, MAT-CLMP, MAT-SOLV, MAT-SWV-200, MAT-SWV-FIT | OK
PLB-SWV-300 | Rft | Rft | yes | 7 | 7 | yes | 637.3806 | 752.1091 | 752.1091 | 0 | 752 | L-HELPER, L-PLUMB, MAT-CLMP, MAT-SOLV, MAT-SWV-300, MAT-SWV-FIT | OK
PLB-SWV-400 | Rft | Rft | yes | 7 | 7 | yes | 975.2917 | 1150.8442 | 1150.8442 | 1.6276e-05 | 1151 | L-HELPER, L-PLUMB, MAT-CLMP, MAT-SOLV, MAT-SWV-400, MAT-SWV-400-EL, MAT-SWV-400-TE | OK
PLB-FIX-001 | Nos | Nos | yes | 4 | 4 | yes | 36881.5422 | 43520.2198 | 43520.2198 | 1.4119e-05 | 43520 | L-HELPER, L-PLUMB, MAT-SANACC, MAT-WC | OK
PLB-FIX-002 | Nos | Nos | yes | 4 | 4 | yes | 20961.7778 | 24734.8978 | 24734.8978 | -5.4254e-06 | 24735 | L-HELPER, L-PLUMB, MAT-SANACC, MAT-WB | OK
FF-PIP-100 | Rft | Rft | yes | 6 | 6 | yes | 684.4905 | 807.6988 | 807.6988 | -4.2459e-06 | 808 | L-HELPER, LAB-PFT, MAT-BSP-100, MAT-CLMP, MAT-FFFIT-100, MAT-RDPNT | OK
FF-PIP-200 | Rft | Rft | yes | 6 | 6 | yes | 1324.9249 | 1563.4114 | 1563.4114 | -6.9755e-06 | 1563 | L-HELPER, LAB-PFT, MAT-BSP-200, MAT-CLMP, MAT-FFFIT-200, MAT-RDPNT | OK
FF-PIP-400 | Rft | Rft | yes | 6 | 6 | yes | 3461.6738 | 4084.7751 | 4084.7751 | -1.6276e-05 | 4085 | L-HELPER, LAB-PFT, MAT-BSP-400, MAT-CLMP, MAT-FFFIT-400, MAT-RDPNT | OK
FF-SPL-001 | Nos | Nos | yes | 4 | 4 | yes | 3577.2483 | 4221.153 | 4221.153 | -1.5154e-05 | 4221 | L-HELPER, LAB-PFT, MAT-BSP-100, MAT-SPK | OK
FF-HR-001 | Nos | Nos | yes | 3 | 3 | yes | 105154 | 124081.72 | 124081.72 | 0 | 124082 | L-HELPER, LAB-PFT, MAT-HRC | OK
ELE-CND-075 | Rft | Rft | yes | 5 | 5 | yes | 94.16 | 111.1088 | 111.1088 | -1.4211e-14 | 111 | L-ELEC, L-HELPER, MAT-CND-075, MAT-CND-075-BN, MAT-CND-075-SO | OK
ELE-CND-100 | Rft | Rft | yes | 5 | 5 | yes | 113.5 | 133.93 | 133.93 | 0 | 134 | L-ELEC, L-HELPER, MAT-CND-100, MAT-CND-100-BN, MAT-CND-100-SO | OK
ELE-CBL-329 | Rft | Rft | yes | 3 | 3 | yes | 31.7493 | 37.4642 | 37.4642 | 0 | 37 | L-ELEC, L-HELPER, MAT-CBL-329 | OK
ELE-CBL-729 | Rft | Rft | yes | 3 | 3 | yes | 46.2723 | 54.6013 | 54.6013 | -1.4211e-14 | 55 | L-ELEC, L-HELPER, MAT-CBL-729 | OK
ELE-CBL-744 | Rft | Rft | yes | 3 | 3 | yes | 70.5082 | 83.1997 | 83.1997 | 0 | 83 | L-ELEC, L-HELPER, MAT-CBL-744 | OK
ELE-PNT-001 | Nos | Nos | yes | 8 | 8 | yes | 4847.01 | 5719.4718 | 5719.4718 | 0 | 5719 | L-ELEC, L-HELPER, MAT-BOX-LT, MAT-BOX-SW, MAT-CBL-329, MAT-CND-075, MAT-CND-075-BN, MAT-SW | OK
ELE-PNT-002 | Nos | Nos | yes | 7 | 7 | yes | 7544.882 | 8902.9608 | 8902.9608 | 0 | 8903 | L-ELEC, L-HELPER, MAT-BOX-SK, MAT-CBL-729, MAT-CND-075, MAT-CND-075-BN, MAT-SKT | OK
ELE-ERT-001 | Nos | Nos | yes | 3 | 3 | yes | 49607.2 | 58536.496 | 58536.496 | 0 | 58536 | L-ELEC, L-HELPER, MAT-EPIT | OK
ELE-DB-001 | Nos | Nos | yes | 3 | 3 | yes | 64115.62 | 75656.4316 | 75656.4316 | 1.4552e-11 | 75656 | L-ELEC, L-HELPER, MAT-DB | OK
ELV-CCTV-001 | Nos | Nos | yes | 5 | 5 | yes | 21799.23 | 25723.0914 | 25723.0914 | -3.638e-12 | 25723 | L-ELEC, L-HELPER, MAT-CAT6, MAT-CND-075, MAT-IPC | OK
LS-FA-001 | Nos | Nos | yes | 5 | 5 | yes | 14258.4 | 16824.912 | 16824.912 | 0 | 16825 | L-ELEC, L-HELPER, MAT-CND-075, MAT-FRC, MAT-SMD | OK
MEP-HVAC-001 | Sft | Sft | yes | 4 | 4 | yes | 325.886 | 384.5455 | 384.5455 | 0 | 385 | L-HELPER, LAB-HVT, MAT-DHNG, MAT-GIS | OK
MEP-HVAC-002 | Sft | Sft | yes | 3 | 3 | yes | 419.3116 | 494.7877 | 494.7877 | -1.7985e-05 | 495 | L-HELPER, LAB-HVT, MAT-DINS | OK
MEP-HVAC-003 | Nos | Nos | yes | 5 | 5 | yes | 146637.885 | 173032.7043 | 173032.7043 | -2.9104e-11 | 173033 | L-HELPER, LAB-HVT, MAT-CUP, MAT-PPR-100, MAT-SAC | OK
LFT-001 | Nos | Nos | yes | 1 | 1 | yes | 8500000 | 10030000 | 10030000 | 0 | 10030000 | MAT-LIFT | OK
MISC-RLG-001 | Rft | Rft | yes | 4 | 4 | yes | 3169.65 | 3740.187 | 3740.187 | 1.4703e-05 | 3740 | L-HELPER, LAB-FAB, MAT-SSB, MAT-SSP | OK
MISC-GLB-001 | Rft | Rft | yes | 4 | 4 | yes | 6000.015 | 7080.0177 | 7080.0177 | -9.0949e-13 | 7080 | L-HELPER, LAB-GLZ, MAT-SPIG, MAT-TGL | OK
ELE-CND-050 | Rft | Rft | yes | 5 | 5 | yes | 73.51 | 86.7418 | 86.7418 | -1.7063e-05 | 87 | L-ELEC, L-HELPER, MAT-CND-050, MAT-CND-050-BN, MAT-CND-050-SO | OK
ELE-CND-125 | Rft | Rft | yes | 5 | 5 | yes | 166.6014 | 196.5897 | 196.5897 | -2.1938e-05 | 197 | L-ELEC, L-HELPER, MAT-CND-125, MAT-CND-125-BN, MAT-CND-125-SO | OK
ELE-CND-150 | Rft | Rft | yes | 5 | 5 | yes | 206.4214 | 243.5773 | 243.5773 | -2.1938e-05 | 244 | L-ELEC, L-HELPER, MAT-CND-150, MAT-CND-150-BN, MAT-CND-150-SO | OK
ELE-CND-200 | Rft | Rft | yes | 5 | 5 | yes | 278.9464 | 329.1568 | 329.1568 | -2.1938e-05 | 329 | L-ELEC, L-HELPER, MAT-CND-200, MAT-CND-200-BN, MAT-CND-200-SO | OK
FIN-FLR-005 | Sft | Sft | yes | 4 | 4 | yes | 277.902 | 327.9244 | 327.9244 | 0 | 328 | L-HELPER, L-TILE, MAT-VADH, MAT-VNL | OK
FIN-FLR-006 | Sft | Sft | yes | 4 | 4 | yes | 390.652 | 460.9694 | 460.9694 | 0 | 461 | L-HELPER, L-TILE, LAM-SUP, MAT-UNDL | OK
FIN-FLR-007 | Sft | Sft | yes | 3 | 3 | yes | 200 | 236 | 236 | 0 | 236 | EPOXY-FLR, L-HELPER, LAB-WPA | OK
FIN-SKT-001 | Rft | Rft | yes | 5 | 5 | yes | 106.7962 | 126.0195 | 126.0195 | 1.3042e-05 | 126 | L-HELPER, L-TILE, MAT-GRT, MAT-TADH, MAT-TIL-POR | OK
FIN-PLS-003 | Sft | Sft | yes | 4 | 4 | yes | 77.7134 | 91.7018 | 91.7018 | 0 | 92 | CEM, L-HELPER, L-PLMASON, SAND-CH | OK
FIN-PLS-004 | Sft | Sft | yes | 4 | 4 | yes | 59.7124 | 70.4606 | 70.4606 | -5.3074e-06 | 70 | CEM, L-HELPER, L-PLMASON, SAND-CH | OK
FIN-SCR-004 | Sft | Sft | yes | 4 | 4 | yes | 89.5749 | 105.6984 | 105.6984 | -1.0171e-05 | 106 | CEM, L-HELPER, L-MASON, SAND-CH | OK
CIV-MAS-006 | Cft | Cft | yes | 5 | 5 | yes | 435.386 | 513.7554 | 513.7554 | 9.6696e-06 | 514 | BRK-1, CEM, L-HELPER, L-MASON, SAND-CH | OK
CIV-CON-019 | Cft | Cft | yes | 7 | 7 | yes | 580.0836 | 684.4986 | 684.4986 | 1.3767e-05 | 684 | CEM, CRSH-MG, EQ-MIX, L-HELPER, L-MASON, MAT-WTR, SAND-CH | OK
CIV-FWK-005 | Sft | Sft | yes | 7 | 7 | yes | 106.7604 | 125.9773 | 125.9773 | 2.1633e-05 | 126 | EQ-PROP, L-CARP, L-HELPER, MAT-PLY-18, MAT-SHOIL, NAILS, QE-TIMB-CFT | OK
CIV-FWK-006 | Sft | Sft | yes | 6 | 6 | yes | 87.6727 | 103.4538 | 103.4538 | 3.2357e-05 | 103 | L-CARP, L-HELPER, MAT-PLY-18, MAT-SHOIL, NAILS, QE-TIMB-CFT | OK
CIV-RFT-002 | Ton | Ton | yes | 4 | 4 | yes | 263787.7778 | 311269.5778 | 311269.5778 | 1.0457e-05 | 311270 | BWIRE, L-HELPER, L-STEEL, STL60 | OK
CIV-CON-020 | Cft | Cft | yes | 5 | 5 | yes | 467.3537 | 551.4774 | 551.4774 | -1.4169e-05 | 551 | EQ-VIB, L-HELPER, L-MASON, P-PUMP, RMC-4000 | OK
CIV-CON-021 | Cft | Cft | yes | 5 | 5 | yes | 461.2949 | 544.328 | 544.328 | -1.4169e-05 | 544 | EQ-VIB, L-HELPER, L-MASON, P-PUMP, RMC-4500 | OK
CIV-CON-022 | Cft | Cft | yes | 5 | 5 | yes | 559.4903 | 660.1986 | 660.1986 | -1.4169e-05 | 660 | EQ-VIB, L-HELPER, L-MASON, P-PUMP, RMC-6500 | OK
CIV-CON-023 | Cft | Cft | yes | 5 | 5 | yes | 398.7893 | 470.5714 | 470.5714 | -1.4169e-05 | 471 | EQ-VIB, L-HELPER, L-MASON, P-PUMP, RMC-LEAN | OK
CIV-CON-024 | Cft | Cft | yes | 1 | 1 | yes | 60.9 | 71.862 | 71.862 | 0 | 72 | MRS-C6-6-17 | OK
CIV-MAS-007 | Cft | Cft | yes | 1 | 1 | yes | 17.9345 | 21.1627 | 21.1627 | 0 | 21 | MRS-C7-6-1 | OK
CIV-MAS-008 | Cft | Cft | yes | 1 | 1 | yes | 40.269 | 47.5174 | 47.5174 | -7.1054e-15 | 48 | MRS-C7-6-2 | OK
CIV-MAS-009 | Cft | Cft | yes | 1 | 1 | yes | 62.603 | 73.8715 | 73.8715 | 0 | 74 | MRS-C7-6-3 | OK
CIV-MAS-010 | Cft | Cft | yes | 1 | 1 | yes | 100.505 | 118.5959 | 118.5959 | 0 | 119 | MRS-C7-6-4 | OK
CIV-MAS-011 | Cft | Cft | yes | 1 | 1 | yes | 10.7605 | 12.6974 | 12.6974 | 0 | 13 | MRS-C7-6-5 | OK
FIN-PLS-005 | Sft | Sft | yes | 1 | 1 | yes | 6.5945 | 7.7815 | 7.7815 | 0 | 8 | MRS-C11-29-1 | OK
FIN-FLR-008 | Sft | Sft | yes | 1 | 1 | yes | 12.181 | 14.3736 | 14.3736 | -1.7764e-15 | 14 | MRS-C10-19-1 | OK
PLB-HDPE-110 | Rft | Rft | yes | 6 | 6 | yes | 817.5868 | 964.7524 | 964.7524 | 2.8723e-06 | 965 | GRN-QUA-HDW-000614, GRN-QUA-MEP-001380, GRN-QUA-MEP-001381, L-HELPER, L-PLUMB, MAT-CLMP | OK
FF-LV-001 | Nos | Nos | yes | 3 | 3 | yes | 46248 | 54572.64 | 54572.64 | 0 | 54573 | GRN-QUA-MEP-000939, L-HELPER, LAB-PFT | OK
MISC-SGN-001 | Sft | Sft | yes | 1 | 1 | yes | 2075.0074 | 2448.5087 | 2448.5079 | -0.00079577 | 2449 | GRN-QUA-ARC-000002 | OK
PRE-GEN-003 | Job | Job | yes | 1 | 1 | yes | 500000 | 590000 | 590000 | 0 | 590000 | MAT-MOB | OK
PRE-GEN-004 | Job | Job | yes | 1 | 1 | yes | 1500000 | 1770000 | 1770000 | 0 | 1770000 | MAT-SITEOFF | OK
PRE-GEN-005 | Month | Month | yes | 1 | 1 | yes | 150000 | 177000 | 177000 | 0 | 177000 | MAT-TEMPSVC | OK
PRE-GEN-006 | Nos | Nos | yes | 1 | 1 | yes | 4500 | 5310 | 5310 | 0 | 5310 | MAT-CUBE | OK
PRE-GEN-007 | Sft | Sft | yes | 1 | 1 | yes | 6 | 7.08 | 7.08 | 0 | 7 | MAT-CLEAN | OK
FIN-CLG-003 | Sft | Sft | yes | 3 | 3 | yes | 264.4967 | 312.1061 | 312.1061 | -2.6039e-06 | 312 | L-HELPER, LAB-CLG, MAT-GYP-SYSFR | OK
FIN-CLG-004 | Sft | Sft | yes | 1 | 1 | yes | 450 | 531 | 531 | 0 | 531 | MAT-MCLG | OK
FIN-CLG-005 | Nos | Nos | yes | 1 | 1 | yes | 6500 | 7670 | 7670 | 0 | 7670 | MAT-ACCP | OK
FIN-FLR-009 | Sft | Sft | yes | 1 | 1 | yes | 350 | 413 | 413 | 0 | 413 | MAT-CPT | OK
FIN-WAL-003 | Sft | Sft | yes | 1 | 1 | yes | 180 | 212.4 | 212.4 | 0 | 212 | MAT-WPP | OK
FIN-WAL-004 | Sft | Sft | yes | 1 | 1 | yes | 900 | 1062 | 1062 | 0 | 1062 | MAT-ACPNL | OK
FIN-DOR-003 | Nos | Nos | yes | 1 | 1 | yes | 120000 | 141600 | 141600 | 0 | 141600 | MAT-GLDR | OK
FAC-GRC-001 | Sft | Sft | yes | 1 | 1 | yes | 1200 | 1416 | 1416 | 0 | 1416 | MAT-GRC | OK
FAC-EIFS-001 | Sft | Sft | yes | 1 | 1 | yes | 650 | 767 | 767 | 0 | 767 | MAT-EIFS | OK
FAC-CNP-001 | Sft | Sft | yes | 1 | 1 | yes | 3500 | 4130 | 4130 | 0 | 4130 | MAT-CNPY | OK
FAC-SKY-001 | Sft | Sft | yes | 1 | 1 | yes | 2500 | 2950 | 2950 | 0 | 2950 | MAT-SKYL | OK
PLB-URN-001 | Nos | Nos | yes | 3 | 3 | yes | 29597.7778 | 34925.3778 | 34925.3778 | -5.4254e-06 | 34925 | L-HELPER, L-PLUMB, MAT-URN | OK
PLB-CPVC-100 | Rft | Rft | yes | 3 | 3 | yes | 271.9556 | 320.9076 | 320.9075 | -1.0851e-05 | 321 | L-HELPER, L-PLUMB, MAT-CPVC-100 | OK
ELV-ACS-001 | Nos | Nos | yes | 1 | 1 | yes | 85000 | 100300 | 100300 | 0 | 100300 | MAT-ACS | OK
LS-FST-001 | Rft | Rft | yes | 1 | 1 | yes | 350 | 413 | 413 | 0 | 413 | MAT-FSTOP | OK
LFT-002 | Nos | Nos | yes | 1 | 1 | yes | 22000000 | 25960000 | 25960000 | 0 | 25960000 | MAT-ESC | OK
EXT-IRR-001 | Sft | Sft | yes | 1 | 1 | yes | 80 | 94.4 | 94.4 | 0 | 94 | MAT-IRR | OK
MEP-HVAC-004 | TR | TR | yes | 1 | 1 | yes | 300000 | 354000 | 354000 | 0 | 354000 | MAT-VRF | OK
ELE-MDB-001 | Nos | Nos | yes | 1 | 1 | yes | 2000000 | 2360000 | 2360000 | 0 | 2360000 | MAT-MDB | OK
Shared resources – workbook code → dashboard Rate Database line
Workbook code | Dashboard code | Workbook Lahore rate | Dashboard rate | Match
MAT-CEM-OPC | CEM | 1575 | 1575 | OK
MAT-SND-LWP | SAND-LP | 240 | 240 | OK
MAT-SND-CHN | SAND-CH | 80 | 80 | OK
MAT-SND-RAV | SAND-RV | 52 | 52 | OK
MAT-CRS-SGD | CRSH-SG | 185 | 185 | OK
MAT-CRS-MGL | CRSH-MG | 180 | 180 | OK
MAT-STL-G60 | STL60 | 242 | 242 | OK
MAT-BWIRE | BWIRE | 345 | 345 | OK
MAT-BRK-A | BRK-1 | 17.5 | 17.5 | OK
MAT-BLK-8H | BLK-H8 | 210 | 210 | OK
MAT-BLK-6H | BLK-H6 | 165 | 165 | OK
MAT-BLK-4S | BLK-S4 | 140 | 140 | OK
MAT-TIM-CHR | QE-TIMB-CFT | 3680 | 3680 | OK
MAT-NAIL | NAILS | 715 | 715 | OK
MAT-ADM-SP | ADMIX-SP | 185 | 185 | OK
MAT-BIT-HOT | BITUMEN | 197.5 | 197.5 | OK
MAT-SUBB | GRAVEL-SB | 100 | 100 | OK
MAT-TURF | GRASS-DHAKA | 9 | 9 | OK
MAT-UPW | UPVC-WIN | 2850 | 2850 | OK
MAT-FRD | FIRE-DOOR | 59000 | 59000 | OK
MAT-EPX | EPOXY-FLR | 200 | 200 | OK
MAT-LAM | LAM-SUP | 350 | 350 | OK
MAT-RMC-4000 | RMC-4000 | 337.25 | 337.25 | OK
MAT-RMC-4500 | RMC-4500 | 331.31 | 331.31 | OK
MAT-RMC-6500 | RMC-6500 | 427.58 | 427.58 | OK
MAT-RMC-LEAN | RMC-LEAN | 270.03 | 270.03 | OK
LAB-MSN | L-MASON | 2200 | 2200 | OK
LAB-HLP | L-HELPER | 1538 | 1538 | OK
LAB-SFX | L-STEEL | 2450 | 2450 | OK
LAB-PLS | L-PLMASON | 2150 | 2150 | OK
LAB-CRP | L-CARP | 2400 | 2400 | OK
LAB-TIL | L-TILE | 2500 | 2500 | OK
LAB-PNT | L-PAINT | 2100 | 2100 | OK
LAB-PLB | L-PLUMB | 2600 | 2600 | OK
LAB-ELC | L-ELEC | 2800 | 2800 | OK
EQ-PUMP | P-PUMP | 28.32 | 28.32 | OK

## 19 REVISION LOG
19 · REVISION LOG – Rev07 (2026-09-27)
# | Type | Code | Rev06 | Rev07 | Basis / note
1 | Rate | MAT-CEM-OPC | 1415 | 1575 | Rev07: 1,415 (Phoenix GRN RCP-266, 06-May-2026, >4 months) -> 1,575 Lahore market 05-Sep-2026 (band 1,520–1,605; web 04-Sep-2026 1,500–1,610). Same as dashboard CEM.
2 | Rate | MAT-SND-LWP | 190 | 240 | Rev07: 190 (SRC-03 national north band, Jul-2026) -> 240 Lahore market rate supplied by Sajjad 04-Sep-2026. Same as dashboard SAND-LP.
3 | Rate | MAT-CRS-SGD | 190 | 185 | Rev07: 190 (Quadrangle GRN RCP-2607, Jul-2025, >12 months) -> 185 Lahore market 04-Sep-2026. Same as dashboard CRSH-SG.
4 | Rate | MAT-CRS-MGL | 145 | 180 | Rev07: 145 -> 180. Rev06 midpoint was below the 04-Sep-2026 Sargodha quote (185) although Margalla hauls further; 180 = dashboard CRSH-MG (web, Jul-2026). Get a delivered quote.
5 | Rate | MAT-BRK-A | 18 | 17.5 | Rev07: 18 -> 17.5 (Rs 16,000–19,000 per 1,000, Sep-2026). Same as dashboard BRK-1.
6 | Rate | MAT-BLK-6H | 110 | 165 | Rev07: 110 (national ex-factory midpoint, Jun-2026) -> 165 Zarea Lahore quotation 05-Sep-2026. Same as dashboard BLK-H6.
7 | Rate | MAT-BLK-4S | 103 | 140 | Rev07: 103 (Phoenix GRN RCP-213, Oct-2025, >11 months) -> 140 Zarea Lahore quotation 05-Sep-2026. Same as dashboard BLK-S4.
8 | Rate | MAT-SUBB | 120 | 100 | Rev07: 120 (Phoenix GRN RCP-149, 30-Apr-2025, >12 months) -> 100 (Rs 95–105, 24-Sep-2026). Same as dashboard GRAVEL-SB.
9 | Rate | LAB-PLS | 2200 | 2150 | Rev07: 2,200 (mason band, no trade source) -> 2,150 ConcretesMath Lahore plaster mason (range 1,900–2,400). Same as dashboard L-PLMASON.
10 | Rate | LAB-TIL | 2200 | 2500 | Rev07: 2,200 (mason band) -> 2,500 ConcretesMath Lahore tile/marble fixer (2,200–2,800). Same as dashboard L-TILE.
11 | Rate | LAB-PNT | 2200 | 2100 | Rev07: 2,200 (mason band) -> 2,100 Lahore painters 1,800–2,500 (web 23-Sep-2026). Same as dashboard L-PAINT.
12 | New resource | MRS-C6-6-17 |  | 60.9 | Punjab MRS 1st Bi-Annual 2026 (Rawalpindi), 01-Jan-2026 — Ch.6 item 6, line 17 (Concrete), p.36; labour rate (MRS gives no composite) 60.90 per Cft as printed; valid 01-Jan-2026 to 30-Jun-2026 — edition lapsed, reconfirm before use
13 | New resource | MRS-C7-6-1 |  | 17.9345 | Punjab MRS 1st Bi-Annual 2026 (Rawalpindi), 01-Jan-2026 — Ch.7 item 6, line 1 (Brickwork), p.46; labour rate (MRS gives no composite) 1,793.45 per 100Cft. as printed, converted to per Cft; valid 01-Jan-2026 to 30-Jun-2026 — edition lapsed, reconfirm before use
14 | New resource | MRS-C7-6-2 |  | 40.269 | Punjab MRS 1st Bi-Annual 2026 (Rawalpindi), 01-Jan-2026 — Ch.7 item 6, line 2 (Brickwork), p.46; labour rate (MRS gives no composite) 4,026.90 per 100Cft. as printed, converted to per Cft; valid 01-Jan-2026 to 30-Jun-2026 — edition lapsed, reconfirm before use
15 | New resource | MRS-C7-6-3 |  | 62.603 | Punjab MRS 1st Bi-Annual 2026 (Rawalpindi), 01-Jan-2026 — Ch.7 item 6, line 3 (Brickwork), p.46; labour rate (MRS gives no composite) 6,260.30 per 100Cft. as printed, converted to per Cft; valid 01-Jan-2026 to 30-Jun-2026 — edition lapsed, reconfirm before use
16 | New resource | MRS-C7-6-4 |  | 100.505 | Punjab MRS 1st Bi-Annual 2026 (Rawalpindi), 01-Jan-2026 — Ch.7 item 6, line 4 (Brickwork), p.46; labour rate (MRS gives no composite) 10,050.50 per 100Cft. as printed, converted to per Cft; valid 01-Jan-2026 to 30-Jun-2026 — edition lapsed, reconfirm before use
17 | New resource | MRS-C7-6-5 |  | 10.7605 | Punjab MRS 1st Bi-Annual 2026 (Rawalpindi), 01-Jan-2026 — Ch.7 item 6, line 5 (Brickwork), p.46; labour rate (MRS gives no composite) 1,076.05 per 100Cft. as printed, converted to per Cft; valid 01-Jan-2026 to 30-Jun-2026 — edition lapsed, reconfirm before use
18 | New resource | MRS-C11-29-1 |  | 6.5945 | Punjab MRS 1st Bi-Annual 2026 (Rawalpindi), 01-Jan-2026 — Ch.11 item 29, line 1 (Surface Rendering), p.70; labour rate (MRS gives no composite) 659.45 per 100 Sft. as printed, converted to per Sft; valid 01-Jan-2026 to 30-Jun-2026 — edition lapsed, reconfirm before use
19 | New resource | MRS-C10-19-1 |  | 12.181 | Punjab MRS 1st Bi-Annual 2026 (Rawalpindi), 01-Jan-2026 — Ch.10 item 19, line 1 (Flooring), p.61; labour rate (MRS gives no composite) 1,218.10 per 100 Sft as printed, converted to per Sft; valid 01-Jan-2026 to 30-Jun-2026 — edition lapsed, reconfirm before use
20 | New resource | GRN-QUA-HDW-000614 |  | 364 | Quadrangle GRN RCP-2690, 20-Aug-2025 — Plasco PVC Pipe Industries (Private) Limited. Dated 2025 — reconfirm before use
21 | New resource | GRN-QUA-MEP-001380 |  | 1763 | Quadrangle GRN RCP-2407, 17-Mar-2025 — Plasco PVC Pipe Industries (Private) Limited; 2 receipts, range 1,763–1,763. Dated 2025 — reconfirm before use
22 | New resource | GRN-QUA-MEP-001381 |  | 2435 | Quadrangle GRN RCP-1795, 02-Jul-2024 — Plasco PVC Pipe Industries (Private) Limited. Dated 2024 — reconfirm before use
23 | New resource | GRN-QUA-MEP-000939 |  | 44179 | Quadrangle GRN RCP-2105, 21-Oct-2024 — Elite Fire & Safety Solutions. Dated 2024 — reconfirm before use
24 | New resource | GRN-QUA-ARC-000002 |  | 140063 | Quadrangle GRN RCP-708, 16-Jan-2023 — Latitude Advertising. Dated 2023 — reconfirm before use
25 | New resource | MAT-MOB |  |  | NO SOURCE
26 | New resource | MAT-SITEOFF |  |  | NO SOURCE
27 | New resource | MAT-TEMPSVC |  |  | NO SOURCE
28 | New resource | MAT-CUBE |  |  | NO SOURCE
29 | New resource | MAT-CLEAN |  |  | NO SOURCE
30 | New resource | MAT-GYP-SYSFR |  |  | NO SOURCE
31 | New resource | MAT-MCLG |  |  | NO SOURCE
32 | New resource | MAT-ACCP |  |  | NO SOURCE
33 | New resource | MAT-CPT |  |  | NO SOURCE
34 | New resource | MAT-WPP |  |  | NO SOURCE
35 | New resource | MAT-ACPNL |  |  | NO SOURCE
36 | New resource | MAT-GLDR |  |  | NO SOURCE
37 | New resource | MAT-GRC |  |  | NO SOURCE
38 | New resource | MAT-EIFS |  |  | NO SOURCE
39 | New resource | MAT-CNPY |  |  | NO SOURCE
40 | New resource | MAT-SKYL |  |  | NO SOURCE
41 | New resource | MAT-URN |  |  | NO SOURCE
42 | New resource | MAT-CPVC-100 |  |  | NO SOURCE
43 | New resource | MAT-ACS |  |  | NO SOURCE
44 | New resource | MAT-ESC |  |  | NO SOURCE
45 | New resource | MAT-IRR |  |  | NO SOURCE
46 | New resource | MAT-VRF |  |  | NO SOURCE
47 | New resource | MAT-MDB |  |  | NO SOURCE
48 | New resource | MAT-FFFIT-100 |  |  | NO SOURCE
49 | New resource | MAT-FFFIT-200 |  |  | NO SOURCE
50 | New resource | MAT-FFFIT-400 |  |  | NO SOURCE
51 | Assumption | MAT-GYP-12 |  | 3550 | web B2B listing 27-Sep-2026 (tradekey.com, undated): Pakistan gypsum board 3,550–3,600 per sheet; low end
52 | Assumption | MAT-GYP-MR |  | 4600 | standard board 3,550 + ≈30% moisture-resistant premium (Claude estimate for Lahore, Sep-2026)
53 | Assumption | MAT-GI-FC |  | 45 | calibrated so board + frame + accessories ≈ the Punjab MRS 2026 Ch.9 item 49(ii) gypsum-ceiling system material (176.10/Sft)
54 | Assumption | MAT-GI-MC |  | 60 | calibrated so board + frame + accessories ≈ the Punjab MRS 2026 Ch.9 item 49(ii) gypsum-ceiling system material (176.10/Sft)
55 | Assumption | MAT-GI-WA |  | 35 | calibrated so board + frame + accessories ≈ the Punjab MRS 2026 Ch.9 item 49(ii) gypsum-ceiling system material (176.10/Sft)
56 | Assumption | MAT-JTAPE |  | 3 | calibrated so board + frame + accessories ≈ the Punjab MRS 2026 Ch.9 item 49(ii) gypsum-ceiling system material (176.10/Sft)
57 | Assumption | MAT-JCMP |  | 120 | calibrated so board + frame + accessories ≈ the Punjab MRS 2026 Ch.9 item 49(ii) gypsum-ceiling system material (176.10/Sft)
58 | Assumption | MAT-SHOIL |  | 400 | same as the dashboard's MOULD assumption – set near diesel 392/Ltr (Phoenix GRN RCP-311, 28-Aug-2026)
59 | Assumption | MAT-VADH |  | 700 | 20 kg pail about 14,000 (Claude estimate for Lahore, Sep-2026)
60 | Assumption | MAT-SND-ZDP |  | 70 | between Ravi 52 (Phoenix GRN RCP-310, 27-Aug-2026) and Chenab 80 (RCP-316, 07-Sep-2026)
61 | Assumption | MAT-MDF-18 |  | 11000 | 18 mm laminated MDF 8×4 sheet (Claude estimate for Lahore, Sep-2026; plain sheet about 7,500–8,500)
62 | Assumption | MAT-ACP |  | 500 | 4 mm PVDF ACP supply only (Claude estimate for Lahore, Sep-2026); dashboard CV-099 installed benchmark 885/Sft
63 | Assumption | MAT-ALSF |  | 1300 | aluminium extrusion sections per kg (Claude estimate for Lahore, Sep-2026)
64 | Assumption | MAT-BRKT |  | 350 | GI / aluminium bracket with anchor (Claude estimate for Lahore, Sep-2026)
65 | Assumption | MAT-FSTOP |  | 350 | fire-stop sealant / smoke seal per Rft of joint (Claude estimate for Lahore, Sep-2026)
66 | Assumption | MAT-SSANC |  | 450 | SS 316 cladding anchor set (Claude estimate for Lahore, Sep-2026)
67 | Assumption | MAT-FFFIT |  | 0 | superseded in Rev07a by the size-specific lines MAT-FFFIT-100/200/400
68 | Assumption | MAT-FFFIT-100 |  | 149.54 | fittings share 0.483 × pipe value (MS fittings-to-pipe ratio of the Quadrangle receipts, see README MEP section) × MAT-BSP-100 309.60
69 | Assumption | MAT-FFFIT-200 |  | 314.88 | fittings share 0.483 × MAT-BSP-200 651.92 (Quadrangle receipts ratio)
70 | Assumption | MAT-FFFIT-400 |  | 907.39 | fittings share 0.483 × MAT-BSP-400 1,878.66 (Quadrangle receipts ratio)
71 | Assumption | MAT-LIFT |  | 8500000 | passenger lift 8-person, 1.0 m/s, about 5 stops, supplied & installed (Claude estimate for Lahore, Sep-2026); vendor quote essential
72 | Assumption | MAT-PPR-075-EL |  | 38 | ≈70% of the ¾" elbow 54.50 (Popular PPR-100 list 08-Sep-2026)
73 | Assumption | MAT-PPR-075-SO |  | 27 | ≈70% of the ¾" socket 38.50 (Popular PPR-100 list 08-Sep-2026)
74 | Assumption | MAT-PPR-075-TE |  | 50 | ≈70% of the ¾" tee 71.50 (Popular PPR-100 list 08-Sep-2026)
75 | Assumption | MAT-GYP-SYSMR |  | 212.19 | MRS system material 176.10 + MR board premium (4,600 − 3,550) ÷ 32 × 1.10
76 | Assumption | MAT-GYP-SYSFR |  | 224.91 | MRS system material 176.10 + fire-rated board premium 40% × 3,550 ÷ 32 × 1.10
77 | Assumption | MAT-MOB |  | 500000 | mobilization + demobilization of a mid-size building contract (Claude estimate for Lahore, Sep-2026)
78 | Assumption | MAT-SITEOFF |  | 1500000 | porta-cabin site office, store, toilets and security cabin, established & removed (Claude estimate for Lahore, Sep-2026)
79 | Assumption | MAT-TEMPSVC |  | 150000 | temporary water + electricity per month incl. running (Claude estimate for Lahore, Sep-2026)
80 | Assumption | MAT-CUBE |  | 4500 | set of 3 cylinders sampled, cured and tested at 1,500 each (Claude estimate for Lahore, Sep-2026)
81 | Assumption | MAT-CLEAN |  | 6 | final builder's clean per Sft of floor (Claude estimate for Lahore, Sep-2026)
82 | Assumption | MAT-MCLG |  | 450 | aluminium clip-in 2'×2' ceiling with grid, supplied & installed (Claude estimate for Lahore, Sep-2026)
83 | Assumption | MAT-ACCP |  | 6500 | 2'×2' ceiling access panel supplied & installed (Claude estimate for Lahore, Sep-2026)
84 | Assumption | MAT-CPT |  | 350 | carpet tiles with adhesive, supplied & installed (Claude estimate for Lahore, Sep-2026)
85 | Assumption | MAT-WPP |  | 180 | vinyl wallpaper supplied & installed (Claude estimate for Lahore, Sep-2026)
86 | Assumption | MAT-ACPNL |  | 900 | acoustic wall panel system supplied & installed (Claude estimate for Lahore, Sep-2026)
87 | Assumption | MAT-GLDR |  | 120000 | 12 mm toughened glass 21 Sft ≈ 21,000 (dashboard GLASS-12 1,000/Sft) + floor spring, patch fittings, handle and fixing (Claude estimate for Lahore, Sep-2026)
88 | Assumption | MAT-GRC |  | 1200 | GRC panel with stainless fixings, supplied & installed (Claude estimate for Lahore, Sep-2026)
89 | Assumption | MAT-EIFS |  | 650 | EIFS system supplied & applied (Claude estimate for Lahore, Sep-2026)
90 | Assumption | MAT-CNPY |  | 3500 | steel-framed glass canopy per Sft of plan (Claude estimate for Lahore, Sep-2026)
91 | Assumption | MAT-SKYL |  | 2500 | skylight glazing on aluminium frame per Sft (Claude estimate for Lahore, Sep-2026)
92 | Assumption | MAT-URN |  | 25000 | wall-hung urinal with flush valve and trap, supply only (Claude estimate for Lahore, Sep-2026)
93 | Assumption | MAT-CPVC-100 |  | 180 | ¾" CPVC SDR-11 with fittings, supply only; PPR ¾" is 145.38 + fittings (Claude estimate for Lahore, Sep-2026)
94 | Assumption | MAT-ACS |  | 85000 | one-door access control set incl. controller share and cabling (Claude estimate for Lahore, Sep-2026)
95 | Assumption | MAT-ESC |  | 22000000 | standard escalator, supplied & installed (Claude estimate for Lahore, Sep-2026); vendor quote essential
96 | Assumption | MAT-IRR |  | 80 | drip / sprinkler irrigation per Sft of landscaped area (Claude estimate for Lahore, Sep-2026)
97 | Assumption | MAT-VRF |  | 300000 | VRF system per TR, supplied & installed with piping and controls (Claude estimate for Lahore, Sep-2026)
98 | Assumption | MAT-MDB |  | 2000000 | main distribution board about 800 A with incomer, outgoing breakers and metering (Claude estimate for Lahore, Sep-2026)
99 | Assumption | EQ-BP |  | 45 | batching plant + transit mixer per cft (Claude estimate for Lahore, Sep-2026)
100 | Assumption | EQ-CRADLE |  | 3.75 | dashboard P-CRADLE assumption 2,500/day × 0.0015 day per Sft
101 | Assumption | EQ-MIX |  | 3500 | same as the dashboard P-MIXER assumption (1-bag mixer with fuel, per day)
102 | Assumption | EQ-PROP |  | 10 | same as the dashboard PROPS assumption; web 2026 (civilconstructionguide.com, undated) gives 15–25 per Sft for complete steel shuttering hire
103 | Assumption | EQ-TORCH |  | 800 | gas torch & burner set per day (Claude estimate for Lahore, Sep-2026)
104 | Relink | FF-PIP-100 | MAT-FFFIT | MAT-FFFIT-100 | size-specific fittings allowance
105 | Relink | FF-PIP-200 | MAT-FFFIT | MAT-FFFIT-200 | size-specific fittings allowance
106 | Relink | FF-PIP-400 | MAT-FFFIT | MAT-FFFIT-400 | size-specific fittings allowance
107 | Productivity | PR-PCC | 150 | 80 | Corrected 150 -> 80 cft/day: Rev06 labour 76.19/cft was 46% below MRS.
108 | Productivity | PR-RFT | 250 | 360 | Corrected 250 -> 360 kg/day: Rev06 labour 15.95/kg was 45% above MRS.
109 | Productivity | PR-BRK | 80 | 50 | Corrected 80 -> 50 cft/day (≈675 bricks per mason-day): Rev06 labour 56.34/cft was 38% below MRS.
110 | Productivity | PR-SCR | 250 | 95 | Corrected 250 -> 95 Sft/day: Rev06 21.10/Sft was 63% below MRS. MRS topping includes panel finishing; screed under tiles may be faster — confirm by time study.
111 | Productivity | PR-WPM | 400 | 180 | Corrected 400 -> 180 Sft/day: Rev06 9.35/Sft was 54% below MRS.
112 | Productivity | PR-DPC | 200 | 125 | Corrected 200 -> 125 Sft/day: Rev06 26.38/Sft was 37% below MRS.
113 | Productivity | PR-PNX | 200 | 70 | Corrected 200 -> 70 Sft/day: Rev06 14.35/Sft was 65% below MRS. Access (cradle/scaffold) still measured separately.
114 | Productivity | PR-RMC | 100 | 155 | New: CIV-CON-020..023 used the site-mix crew (145.04/cft, 55% above MRS). Dashboard RCC-RMC-* uses the same MRS basis.
115 | Productivity | PR-BRKF | 80 | 55 | New for CIV-MAS-006.
116 | Productivity | PR-PLS75 | 100 | 80 | New: ¾" plaster (FIN-PLS-002/003) used the ½" output; MRS prints 26% more labour.
117 | Productivity | PR-PLSC | 100 | 90 | New for FIN-PLS-004.
118 | Productivity | PR-SCR1 | 250 | 115 | New for FIN-SCR-004.
119 | Productivity | PR-SCR2 | 250 | 80 | New for FIN-SCR-002.
120 | Productivity | PR-SCR3 | 250 | 65 | New for FIN-SCR-003.
121 | Productivity | PR-BKF | 200 | 375 | New: CIV-EW-004 used 2 helpers/200 cft (15.38/cft, 89% above MRS).
122 | Productivity | PR-SNF | 200 | 450 | New: CIV-EW-005 used 2 helpers/200 cft (15.38/cft).
123 | Productivity | PR-PPR-S | 80 | 45 | New: Rev06 80 Rft/day was 42% below MAK.
124 | Productivity | PR-PPR-M | 50 | 35 | New: Rev06 50 Rft/day was 31–42% below MAK.
125 | Productivity | PR-PPR-250 | 50 | 25 | New.
126 | Productivity | PR-PPR-300 | 50 | 20 | New.
127 | Productivity | PR-PPR-400 | 50 | 17 | New.
128 | Productivity | PR-SWV2 | 60 | 35 | New: Rev06 60 Rft/day was 40% below MAK.
129 | Productivity | PR-SWV3 | 60 | 16 | New.
130 | Productivity | PR-SWV4 | 60 | 15 | New.
131 | Productivity | PR-FFP1 | 40 | 23 | New: Rev06 40 Rft/day was 42% below MAK.
132 | Productivity | PR-FFP2 | 40 | 14 | New.
133 | Productivity | PR-FFP4 | 40 | 7.5 | New.
134 | Productivity | PR-SPK | 10 | 5.8 | New: Rev06 10 heads/day was 42% below MAK.
135 | Productivity | PR-WC | 2 | 0.83 | New: Rev06 0.5 crew-day per WC was 58% below MAK.
136 | Productivity | PR-WB | 2 | 0.9 | New.
137 | Productivity | PR-DINS | 150 | 74 | New: Rev06 150 Sft/day was 51% below MAK.
138 | Relink | CIV-CON-020 |  | PR-RMC | labour rows now read crew output from 13
139 | Relink | CIV-CON-021 |  | PR-RMC | labour rows now read crew output from 13
140 | Relink | CIV-CON-022 |  | PR-RMC | labour rows now read crew output from 13
141 | Relink | CIV-CON-023 |  | PR-RMC | labour rows now read crew output from 13
142 | Relink | FIN-PLS-002 |  | PR-PLS75 | labour rows now read crew output from 13
143 | Relink | FIN-PLS-003 |  | PR-PLS75 | labour rows now read crew output from 13
144 | Relink | FIN-PLS-004 |  | PR-PLSC | labour rows now read crew output from 13
145 | Relink | FIN-SCR-002 |  | PR-SCR2 | labour rows now read crew output from 13
146 | Relink | FIN-SCR-003 |  | PR-SCR3 | labour rows now read crew output from 13
147 | Relink | FIN-SCR-004 |  | PR-SCR1 | labour rows now read crew output from 13
148 | Relink | CIV-MAS-006 |  | PR-BRKF | labour rows now read crew output from 13
149 | Relink | CIV-EW-004 |  | PR-BKF | labour rows now read crew output from 13
150 | Relink | CIV-EW-005 |  | PR-SNF | labour rows now read crew output from 13
151 | Relink | PLB-PPR-075 |  | PR-PPR-S | labour rows now read crew output from 13
152 | Relink | PLB-PPR-100 |  | PR-PPR-S | labour rows now read crew output from 13
153 | Relink | PLB-PPR-125 |  | PR-PPR-S | labour rows now read crew output from 13
154 | Relink | PLB-PPR-150 |  | PR-PPR-M | labour rows now read crew output from 13
155 | Relink | PLB-PPR-175 |  | PR-PPR-M | labour rows now read crew output from 13
156 | Relink | PLB-PPR-200 |  | PR-PPR-M | labour rows now read crew output from 13
157 | Relink | PLB-PPR-250 |  | PR-PPR-250 | labour rows now read crew output from 13
158 | Relink | PLB-PPR-300 |  | PR-PPR-300 | labour rows now read crew output from 13
159 | Relink | PLB-PPR-400 |  | PR-PPR-400 | labour rows now read crew output from 13
160 | Relink | PLB-SWV-200 |  | PR-SWV2 | labour rows now read crew output from 13
161 | Relink | PLB-SWV-300 |  | PR-SWV3 | labour rows now read crew output from 13
162 | Relink | PLB-SWV-400 |  | PR-SWV4 | labour rows now read crew output from 13
163 | Relink | FF-PIP-100 |  | PR-FFP1 | labour rows now read crew output from 13
164 | Relink | FF-PIP-200 |  | PR-FFP2 | labour rows now read crew output from 13
165 | Relink | FF-PIP-400 |  | PR-FFP4 | labour rows now read crew output from 13
166 | Relink | FF-SPL-001 |  | PR-SPK | labour rows now read crew output from 13
167 | Relink | PLB-FIX-001 |  | PR-WC | labour rows now read crew output from 13
168 | Relink | PLB-FIX-002 |  | PR-WB | labour rows now read crew output from 13
169 | Relink | MEP-HVAC-002 |  | PR-DINS | labour rows now read crew output from 13
170 | Relink | MEP-HVAC-001 |  | PR-DUCT | labour rows now read crew output from 13
171 | New item | CIV-CON-024 |  | cft | Extra labour over RCC items for placing concrete in 2nd and subsequent storeys, complete i
172 | New item | CIV-MAS-007 |  | cft | Extra labour over brick masonry for work in 1st floor, complete in all respects.
173 | New item | CIV-MAS-008 |  | cft | Extra labour over brick masonry for work in 2nd floor, complete in all respects.
174 | New item | CIV-MAS-009 |  | cft | Extra labour over brick masonry for work in 3rd floor, complete in all respects.
175 | New item | CIV-MAS-010 |  | cft | Extra labour over brick masonry for work in 4th floor, complete in all respects.
176 | New item | CIV-MAS-011 |  | cft | Extra labour over brick masonry for each floor above the 4th floor (add per floor), comple
177 | New item | FIN-PLS-005 |  | Sft | Extra labour over cement plaster for work above 20 ft height, for each additional 10 ft or
178 | New item | FIN-FLR-008 |  | Sft | Extra labour over tile / stone / mosaic flooring for each storey above ground, complete in
179 | New item | PLB-HDPE-110 |  | Rft | Providing and fixing HDPE PN-10 pipe 110 mm with butt-fusion elbows and tees and clamps, t
180 | New item | FF-LV-001 |  | Nos | Supplying and installing 2½" flanged landing valve with blank cap, connected and tested, c
181 | New item | MISC-SGN-001 |  | Sft | Supplying and fixing 3D acrylic-letter signage board, measured on board face area, complet
182 | New item | PRE-GEN-003 |  | Job | Mobilization and demobilization of plant, equipment, staff and temporary facilities, compl
183 | New item | PRE-GEN-004 |  | Job | Providing, maintaining and removing site office, stores, labour welfare and security cabin
184 | New item | PRE-GEN-005 |  | Month | Providing and running temporary water and electricity supply for construction, per month,
185 | New item | PRE-GEN-006 |  | Nos | Sampling, curing and testing concrete cylinders / cubes (set of 3) at an approved laborato
186 | New item | PRE-GEN-007 |  | Sft | Final builder's cleaning of floors, walls, glazing and fixtures before handover, complete
187 | New item | FIN-CLG-003 |  | Sft | Providing and fixing concealed-grid suspended ceiling of ½" fire-rated gypsum board on GI
188 | New item | FIN-CLG-004 |  | Sft | Providing and fixing aluminium clip-in / lay-in metal ceiling tiles 2'×2' on suspended gri
189 | New item | FIN-CLG-005 |  | Nos | Providing and fixing 2'×2' access panel in gypsum ceiling with frame and push-latch, compl
190 | New item | FIN-FLR-009 |  | Sft | Providing and laying carpet tiles on adhesive over levelled screed, complete in all respec
191 | New item | FIN-WAL-003 |  | Sft | Providing and fixing vinyl wallpaper on prepared plastered walls, complete in all respects
192 | New item | FIN-WAL-004 |  | Sft | Providing and fixing acoustic wall panels on framing, complete in all respects.
193 | New item | FIN-DOR-003 |  | Nos | Supplying and installing 12 mm toughened glass door 3'×7' with patch fittings, floor sprin
194 | New item | FAC-GRC-001 |  | Sft | Supplying and fixing GRC façade panels with stainless fixings, complete in all respects.
195 | New item | FAC-EIFS-001 |  | Sft | Providing and applying EIFS insulated render system on external walls, complete in all res
196 | New item | FAC-CNP-001 |  | Sft | Supplying and installing steel-framed glass entrance canopy, measured on plan area, comple
197 | New item | FAC-SKY-001 |  | Sft | Supplying and installing skylight glazing on aluminium frame with flashings, complete in a
198 | New item | PLB-URN-001 |  | Nos | Supplying and fixing wall-hung urinal with flush valve, trap and connections, complete in
199 | New item | PLB-CPVC-100 |  | Rft | Providing and fixing CPVC SDR-11 pipe ¾" with solvent-welded fittings and clamps, tested,
200 | New item | ELV-ACS-001 |  | Nos | Supplying, installing and commissioning access control on one door (reader, maglock, exit
201 | New item | LS-FST-001 |  | Rft | Providing and applying fire-stop sealant / smoke seal at slab edges and service penetratio
202 | New item | LFT-002 |  | Nos | Supplying, installing, testing and commissioning escalator per specification, complete in
203 | New item | EXT-IRR-001 |  | Sft | Providing and installing drip / sprinkler irrigation system for landscaped areas, complete
204 | New item | MEP-HVAC-004 |  | TR | Supplying and installing VRF air-conditioning system (outdoor and indoor units, refrigeran
205 | New item | ELE-MDB-001 |  | Nos | Supplying and installing main distribution board with incomer, outgoing breakers, metering